## Operating
Inventory of Operating Generators as of April 2018
Entity ID | Entity Name | Plant ID | Plant Name | Sector | Plant State | Generator ID | Unit Code | Nameplate Capacity (MW) | Net Summer Capacity (MW) | Net Winter Capacity (MW) | Technology | Energy Source Code | Prime Mover Code | Operating Month | Operating Year | Planned Retirement Month | Planned Retirement Year | Status | Planned Derate Year | Planned Derate Month | Planned Derate of Summer Capacity (MW) | Planned Uprate Year | Planned Uprate Month | Planned Uprate of Summer Capacity (MW) | County | Latitude | Longitude | Google Map | Bing Map | Balancing Authority Code
54895 | FirstLight Power Resources Services LLC | 539 | Rocky River (CT) | IPP Non-CHP | CT | 2 |  | 3.5 | 2 | 2 | Hydroelectric Pumped Storage | WAT | PS | 1 | 1928 |  |  | (OA) Out of service but expected to return to service in next calendar year | [6 empty] | Litchfield | 41.5826 | -73.4349 | Map | Map | ISNE
54895 | FirstLight Power Resources Services LLC | 541 | Bulls Bridge | IPP Non-CHP | CT | 1 |  | 1.2 | 1.4 | 1.4 | Conventional Hydroelectric | WAT | HY | 1 | 1903 |  |  | (OA) Out of service but expected to return to service in next calendar year | [6 empty] | Litchfield | 41.659 | -73.492 | Map | Map | ISNE
54895 | FirstLight Power Resources Services LLC | 541 | Bulls Bridge | IPP Non-CHP | CT | 2 |  | 1.2 | 1.4 | 1.4 | Conventional Hydroelectric | WAT | HY | 1 | 1903 |  |  | (OA) Out of service but expected to return to service in next calendar year | [6 empty] | Litchfield | 41.659 | -73.492 | Map | Map | ISNE
54895 | FirstLight Power Resources Services LLC | 541 | Bulls Bridge | IPP Non-CHP | CT | 3 |  | 1.2 | 1.4 | 1.4 | Conventional Hydroelectric | WAT | HY | 1 | 1903 |  |  | (OA) Out of service but expected to return to service in next calendar year | [6 empty] | Litchfield | 41.659 | -73.492 | Map | Map | ISNE
54895 | FirstLight Power Resources Services LLC | 541 | Bulls Bridge | IPP Non-CHP | CT | 4 |  | 1.2 | 1.4 | 1.4 | Conventional Hydroelectric | WAT | HY | 1 | 1903 |  |  | (OA) Out of service but expected to return to service in next calendar year | [6 empty] | Litchfield | 41.659 | -73.492 | Map | Map | ISNE
54895 | FirstLight Power Resources Services LLC | 541 | Bulls Bridge | IPP Non-CHP | CT | 5 |  | 1.2 | 1.4 | 1.4 | Conventional Hydroelectric | WAT | HY | 1 | 1903 |  |  | (OA) Out of service but expected to return to service in next calendar year | [6 empty] | Litchfield | 41.659 | -73.492 | Map | Map | ISNE
54895 | FirstLight Power Resources Services LLC | 541 | Bulls Bridge | IPP Non-CHP | CT | 6 |  | 1.2 | 1.4 | 1.4 | Conventional Hydroelectric | WAT | HY | 1 | 1903 |  |  | (OA) Out of service but expected to return to service in next calendar year | [6 empty] | Litchfield | 41.659 | -73.492 | Map | Map | ISNE
12382 | Metropolitan Dist of Hartford | 54301 | Colebrook Hydroelectric | IPP Non-CHP | CT | BK2 |  | 1.5 | 1.4 | 1.4 | Conventional Hydroelectric | WAT | HY | 4 | 1988 |  |  | (OA) Out of service but expected to return to service in next calendar year | [6 empty] | Litchfield | 42.0078 | -73.0356 | Map | Map | ISNE
12382 | Metropolitan Dist of Hartford | 54302 | Goodwin Hydroelectric | IPP Non-CHP | CT | G1 |  | 1.6 | 1.6 | 1.6 | Conventional Hydroelectric | WAT | HY | 4 | 1986 |  |  | (OA) Out of service but expected to return to service in next calendar year | [6 empty] | Hartford | 41.9886 | -73.0194 | Map | Map | ISNE
54895 | FirstLight Power Resources Services LLC | 539 | Rocky River (CT) | IPP Non-CHP | CT | 3 |  | 24 | 25.4 | 25 | Hydroelectric Pumped Storage | WAT | PS | 1 | 1928 |  |  | (OP) Operating | [6 empty] | Litchfield | 41.5826 | -73.4349 | Map | Map | ISNE
22379 | Connecticut Jet Power LLC | 540 | Branford | IPP Non-CHP | CT | UN10 |  | 21.8 | 17.4 | 22.5 | Petroleum Liquids | KER | GT | 11 | 1967 |  |  | (OP) Operating | [6 empty] | New Haven | 41.2925 | -72.7942 | Map | Map | ISNE
22379 | Connecticut Jet Power LLC | 542 | Cos Cob | IPP Non-CHP | CT | UN10 |  | 25 | 19.1 | 24 | Petroleum Liquids | KER | GT | 9 | 1969 |  |  | (OP) Operating | [6 empty] | Fairfield | 41.0289 | -73.5989 | Map | Map | ISNE
22379 | Connecticut Jet Power LLC | 542 | Cos Cob | IPP Non-CHP | CT | UN11 |  | 25 | 18.7 | 23.6 | Petroleum Liquids | KER | GT | 9 | 1969 |  |  | (OP) Operating | [6 empty] | Fairfield | 41.0289 | -73.5989 | Map | Map | ISNE
22379 | Connecticut Jet Power LLC | 542 | Cos Cob | IPP Non-CHP | CT | UN12 |  | 25 | 19.1 | 24 | Petroleum Liquids | KER | GT | 10 | 1969 |  |  | (OP) Operating | [6 empty] | Fairfield | 41.0289 | -73.5989 | Map | Map | ISNE
22379 | Connecticut Jet Power LLC | 542 | Cos Cob | IPP Non-CHP | CT | UN13 |  | 20 | 19.1 | 24 | Petroleum Liquids | KER | GT | 6 | 2008 |  |  | (OP) Operating | [6 empty] | Fairfield | 41.0289 | -73.5989 | Map | Map | ISNE
22379 | Connecticut Jet Power LLC | 542 | Cos Cob | IPP Non-CHP | CT | un14 |  | 20 | 19.6 | 23.5 | Petroleum Liquids | KER | GT | 6 | 2008 |  |  | (OP) Operating | [6 empty] | Fairfield | 41.0289 | -73.5989 | Map | Map | ISNE
22350 | Devon Power LLC | 544 | Devon Station | IPP Non-CHP | CT | 10 |  | 18.6 | 14.4 | 19.2 | Petroleum Liquids | KER | GT | 1 | 1985 |  |  | (OP) Operating | [6 empty] | New Haven | 41.2098 | -73.109 | Map | Map | ISNE
22350 | Devon Power LLC | 544 | Devon Station | IPP Non-CHP | CT | 11 |  | 51 | 29.3 | 38.8 | Petroleum Liquids | KER | GT | 7 | 1996 |  |  | (OP) Operating | [6 empty] | New Haven | 41.2098 | -73.109 | Map | Map | ISNE
22350 | Devon Power LLC | 544 | Devon Station | IPP Non-CHP | CT | 12 |  | 51 | 29.2 | 38.4 | Petroleum Liquids | KER | GT | 7 | 1996 |  |  | (OP) Operating | [6 empty] | New Haven | 41.2098 | -73.109 | Map | Map | ISNE
22350 | Devon Power LLC | 544 | Devon Station | IPP Non-CHP | CT | 13 |  | 51 | 29.9 | 38.9 | Petroleum Liquids | KER | GT | 7 | 1996 |  |  | (OP) Operating | [6 empty] | New Haven | 41.2098 | -73.109 | Map | Map | ISNE
22350 | Devon Power LLC | 544 | Devon Station | IPP Non-CHP | CT | 14 |  | 51 | 29.7 | 40.3 | Petroleum Liquids | KER | GT | 7 | 1996 |  |  | (OP) Operating | [6 empty] | New Haven | 41.2098 | -73.109 | Map | Map | ISNE
22380 | NRG Montville Operations Inc | 546 | Montville Station | IPP Non-CHP | CT | 5 |  | 75 | 81 | 83 | Petroleum Liquids | RFO | ST | 1 | 1954 |  |  | (OP) Operating | [6 empty] | New London | 41.4281 | -72.1019 | Map | Map | ISNE
22380 | NRG Montville Operations Inc | 546 | Montville Station | IPP Non-CHP | CT | 6 |  | 414.9 | 410 | 410 | Petroleum Liquids | RFO | ST | 1 | 1971 |  |  | (OP) Operating | [6 empty] | New London | 41.4281 | -72.1019 | Map | Map | ISNE
54895 | FirstLight Power Resources Services LLC | 551 | Scotland Dam | IPP Non-CHP | CT | 1 |  | 2 | 1.7 | 2.2 | Conventional Hydroelectric | WAT | HY | 1 | 1937 |  |  | (OP) Operating | [6 empty] | Windham | 41.6651 | -72.1221 | Map | Map | ISNE
54895 | FirstLight Power Resources Services LLC | 552 | Shepaug | IPP Non-CHP | CT | 1 |  | 37.2 | 41.5 | 42.6 | Conventional Hydroelectric | WAT | HY | 1 | 1955 |  |  | (OP) Operating | [6 empty] | New Haven | 41.4484 | -73.2953 | Map | Map | ISNE
54895 | FirstLight Power Resources Services LLC | 553 | Stevenson | IPP Non-CHP | CT | 1 |  | 7.5 | 7.1 | 7.1 | Conventional Hydroelectric | WAT | HY | 1 | 1919 |  |  | (OP) Operating | [6 empty] | Fairfield | 41.3833 | -73.1714 | Map | Map | ISNE
54895 | FirstLight Power Resources Services LLC | 553 | Stevenson | IPP Non-CHP | CT | 2 |  | 7.5 | 7.1 | 7.1 | Conventional Hydroelectric | WAT | HY | 1 | 1919 |  |  | (OP) Operating | [6 empty] | Fairfield | 41.3833 | -73.1714 | Map | Map | ISNE
54895 | FirstLight Power Resources Services LLC | 553 | Stevenson | IPP Non-CHP | CT | 3 |  | 7.5 | 7.1 | 7.1 | Conventional Hydroelectric | WAT | HY | 1 | 1919 |  |  | (OP) Operating | [6 empty] | Fairfield | 41.3833 | -73.1714 | Map | Map | ISNE
54895 | FirstLight Power Resources Services LLC | 553 | Stevenson | IPP Non-CHP | CT | 4 |  | 8 | 7.6 | 7.6 | Conventional Hydroelectric | WAT | HY | 1 | 1936 |  |  | (OP) Operating | [6 empty] | Fairfield | 41.3833 | -73.1714 | Map | Map | ISNE
54895 | FirstLight Power Resources Services LLC | 554 | Taftville | IPP Non-CHP | CT | 1 |  | 0.4 | 0.4 | 0.4 | Conventional Hydroelectric | WAT | HY | 1 | 1926 |  |  | (OP) Operating | [6 empty] | New London | 41.5725 | -72.0458 | Map | Map | ISNE
54895 | FirstLight Power Resources Services LLC | 554 | Taftville | IPP Non-CHP | CT | 2 |  | 0.3 | 0.4 | 0.4 | Conventional Hydroelectric | WAT | HY | 1 | 1906 |  |  | (OP) Operating | [6 empty] | New London | 41.5725 | -72.0458 | Map | Map | ISNE
54895 | FirstLight Power Resources Services LLC | 554 | Taftville | IPP Non-CHP | CT | 3 |  | 0.3 | 0.4 | 0.4 | Conventional Hydroelectric | WAT | HY | 1 | 1906 |  |  | (OP) Operating | [6 empty] | New London | 41.5725 | -72.0458 | Map | Map | ISNE
54895 | FirstLight Power Resources Services LLC | 554 | Taftville | IPP Non-CHP | CT | 4 |  | 0.3 | 0.4 | 0.4 | Conventional Hydroelectric | WAT | HY | 1 | 1949 |  |  | (OP) Operating | [6 empty] | New London | 41.5725 | -72.0458 | Map | Map | ISNE
54895 | FirstLight Power Resources Services LLC | 554 | Taftville | IPP Non-CHP | CT | 5 |  | 0.3 | 0.4 | 0.4 | Conventional Hydroelectric | WAT | HY | 1 | 1949 |  |  | (OP) Operating | [6 empty] | New London | 41.5725 | -72.0458 | Map | Map | ISNE
54895 | FirstLight Power Resources Services LLC | 557 | Tunnel | IPP Non-CHP | CT | 1 |  | 1 | 0.8 | 1.1 | Conventional Hydroelectric | WAT | HY | 1 | 1919 |  |  | (OP) Operating | [6 empty] | New London | 41.5554 | -72.0418 | Map | Map | ISNE
54895 | FirstLight Power Resources Services LLC | 557 | Tunnel | IPP Non-CHP | CT | 2 |  | 1 | 0.8 | 1.1 | Conventional Hydroelectric | WAT | HY | 1 | 1949 |  |  | (OP) Operating | [6 empty] | New London | 41.5554 | -72.0418 | Map | Map | ISNE
6207 | Farmington River Power Company | 559 | Rainbow (CT) | Electric Utility | CT | 1 |  | 4 | 4 | 4 | Conventional Hydroelectric | WAT | HY | 12 | 1925 |  |  | (OP) Operating | [6 empty] | Hartford | 41.9153 | -72.6936 | Map | Map | ISNE
6207 | Farmington River Power Company | 559 | Rainbow (CT) | Electric Utility | CT | 2 |  | 4 | 4 | 4 | Conventional Hydroelectric | WAT | HY | 12 | 1925 |  |  | (OP) Operating | [6 empty] | Hartford | 41.9153 | -72.6936 | Map | Map | ISNE
54895 | FirstLight Power Resources Services LLC | 560 | Falls Village | IPP Non-CHP | CT | 1 |  | 3 | 3.3 | 3.7 | Conventional Hydroelectric | WAT | HY | 1 | 1914 |  |  | (OP) Operating | [6 empty] | Litchfield | 41.9573 | -73.3693 | Map | Map | ISNE
54895 | FirstLight Power Resources Services LLC | 560 | Falls Village | IPP Non-CHP | CT | 2 |  | 3 | 3.3 | 3.7 | Conventional Hydroelectric | WAT | HY | 1 | 1914 |  |  | (OP) Operating | [6 empty] | Litchfield | 41.9573 | -73.3693 | Map | Map | ISNE
54895 | FirstLight Power Resources Services LLC | 560 | Falls Village | IPP Non-CHP | CT | 3 |  | 3 | 3.3 | 3.7 | Conventional Hydroelectric | WAT | HY | 1 | 1914 |  |  | (OP) Operating | [6 empty] | Litchfield | 41.9573 | -73.3693 | Map | Map | ISNE
22379 | Connecticut Jet Power LLC | 561 | Franklin Drive | IPP Non-CHP | CT | UN19 |  | 21.8 | 16.1 | 21.2 | Petroleum Liquids | KER | GT | 11 | 1968 |  |  | (OP) Operating | [6 empty] | Litchfield | 41.7989 | -73.1163 | Map | Map | ISNE
12490 | Middletown Power LLC | 562 | Middletown | IPP Non-CHP | CT | 10 |  | 18.5 | 17.2 | 22.1 | Petroleum Liquids | KER | GT | 8 | 1966 |  |  | (OP) Operating | [6 empty] | Middlesex | 41.5549 | -72.5791 | Map | Map | ISNE
12490 | Middletown Power LLC | 562 | Middletown | IPP Non-CHP | CT | 2 |  | 113.6 | 117 | 120 | Natural Gas Steam Turbine | NG | ST | 10 | 1958 |  |  | (OP) Operating | [6 empty] | Middlesex | 41.5549 | -72.5791 | Map | Map | ISNE
12490 | Middletown Power LLC | 562 | Middletown | IPP Non-CHP | CT | 3 |  | 239.4 | 236 | 245 | Natural Gas Steam Turbine | NG | ST | 1 | 1964 |  |  | (OP) Operating | [6 empty] | Middlesex | 41.5549 | -72.5791 | Map | Map | ISNE
12490 | Middletown Power LLC | 562 | Middletown | IPP Non-CHP | CT | 4 |  | 414.9 | 400 | 402 | Petroleum Liquids | RFO | ST | 5 | 1973 |  |  | (OP) Operating | [6 empty] | Middlesex | 41.5549 | -72.5791 | Map | Map | ISNE
22379 | Connecticut Jet Power LLC | 565 | Torrington Terminal | IPP Non-CHP | CT | UN10 |  | 21.8 | 17.4 | 22.5 | Petroleum Liquids | KER | GT | 11 | 1967 |  |  | (OP) Operating | [6 empty] | Litchfield | 41.7761 | -73.1209 | Map | Map | ISNE
5221 | Dominion Energy Nuclear Conn Inc | 566 | Millstone | IPP Non-CHP | CT | 2 |  | 909.9 | 867.8 | 859 | Nuclear | NUC | ST | 12 | 1975 |  |  | (OP) Operating | [6 empty] | New London | 41.3107 | -72.1677 | Map | Map | ISNE
5221 | Dominion Energy Nuclear Conn Inc | 566 | Millstone | IPP Non-CHP | CT | 3 |  | 1253 | 1220 | 1233.6 | Nuclear | NUC | ST | 4 | 1986 |  |  | (OP) Operating | [6 empty] | New London | 41.3107 | -72.1677 | Map | Map | ISNE
15452 | PSEG Power Connecticut LLC | 568 | Bridgeport Station | IPP Non-CHP | CT | 3 |  | 400 | 383.4 | 385 | Conventional Steam Coal | SUB | ST | 8 | 1968 | 6 | 2021 | (OP) Operating | [6 empty] | Fairfield | 41.1706 | -73.1844 | Map | Map | ISNE
15452 | PSEG Power Connecticut LLC | 568 | Bridgeport Station | IPP Non-CHP | CT | 4 |  | 18.6 | 17 | 21.8 | Petroleum Liquids | KER | GT | 10 | 1967 |  |  | (OP) Operating | [6 empty] | Fairfield | 41.1706 | -73.1844 | Map | Map | ISNE
13831 | City of Norwich - (CT) | 581 | North Main Street | Electric Utility | CT | 5 |  | 19 | 15.3 | 18.8 | Petroleum Liquids | DFO | GT | 8 | 1972 |  |  | (OP) Operating | [6 empty] | New London | 41.5268 | -72.0649 | Map | Map | ISNE
13831 | City of Norwich - (CT) | 583 | Tenth Street | Electric Utility | CT | 1 |  | 1.4 | 1 | 1.2 | Conventional Hydroelectric | WAT | HY | 5 | 1967 |  |  | (OP) Operating | [6 empty] | New London | 41.539 | -72.0509 | Map | Map | ISNE
15452 | PSEG Power Connecticut LLC | 6156 | New Haven Harbor | IPP Non-CHP | CT | 1 |  | 460 | 447.9 | 436.6 | Natural Gas Steam Turbine | NG | ST | 7 | 1975 |  |  | (OP) Operating | [6 empty] | New Haven | 41.284 | -72.9043 | Map | Map | ISNE
15452 | PSEG Power Connecticut LLC | 6156 | New Haven Harbor | IPP Non-CHP | CT | 2 |  | 60.5 | 42.9 | 48.6 | Petroleum Liquids | KER | GT | 6 | 2012 |  |  | (OP) Operating | [6 empty] | New Haven | 41.284 | -72.9043 | Map | Map | ISNE
15452 | PSEG Power Connecticut LLC | 6156 | New Haven Harbor | IPP Non-CHP | CT | 3 |  | 60.5 | 42.9 | 48.6 | Petroleum Liquids | KER | GT | 6 | 2012 |  |  | (OP) Operating | [6 empty] | New Haven | 41.284 | -72.9043 | Map | Map | ISNE
15452 | PSEG Power Connecticut LLC | 6156 | New Haven Harbor | IPP Non-CHP | CT | 4 |  | 60.5 | 42.9 | 48.6 | Petroleum Liquids | KER | GT | 6 | 2012 |  |  | (OP) Operating | [6 empty] | New Haven | 41.284 | -72.9043 | Map | Map | ISNE
4180 | Connecticut Mun Elec Engy Coop | 6635 | A L Pierce | Electric Utility | CT | 4 |  | 84 | 74.1 | 94.6 | Natural Gas Fired Combustion Turbine | NG | GT | 10 | 2007 |  |  | (OP) Operating | [6 empty] | New Haven | 41.4482 | -72.8349 | Map | Map | ISNE
11943 | McCallum Enterprises I LP | 10063 | Derby Hydro | IPP Non-CHP | CT | GEN1 |  | 4 | 4 | 4 | Conventional Hydroelectric | WAT | HY | 1 | 1989 |  |  | (OP) Operating | [6 empty] | Fairfield | 41.3243 | -73.1021 | Map | Map | ISNE
11943 | McCallum Enterprises I LP | 10063 | Derby Hydro | IPP Non-CHP | CT | GEN2 |  | 4 | 4 | 4 | Conventional Hydroelectric | WAT | HY | 1 | 1989 |  |  | (OP) Operating | [6 empty] | Fairfield | 41.3243 | -73.1021 | Map | Map | ISNE
291 | Algonquin Windsor Locks LLC | 10567 | Algonquin Windsor Locks | IPP CHP | CT | GTG | CC1 | 40 | 35 | 45 | Natural Gas Fired Combined Cycle | NG | CT | 1 | 1990 |  |  | (OP) Operating | [6 empty] | Hartford | 41.9227 | -72.6255 | Map | Map | ISNE
291 | Algonquin Windsor Locks LLC | 10567 | Algonquin Windsor Locks | IPP CHP | CT | GTG2 | CC1 | 15 | 13 | 15 | Natural Gas Fired Combined Cycle | NG | CT | 7 | 2012 |  |  | (OP) Operating | [6 empty] | Hartford | 41.9227 | -72.6255 | Map | Map | ISNE
291 | Algonquin Windsor Locks LLC | 10567 | Algonquin Windsor Locks | IPP CHP | CT | STG | CC1 | 16 | 16 | 16 | Natural Gas Fired Combined Cycle | NG | CA | 1 | 1990 |  |  | (OP) Operating | [6 empty] | Hartford | 41.9227 | -72.6255 | Map | Map | ISNE
528 | Covanta Southeastern Connecticut Company | 10646 | Covanta Southeastern Connecticut Company | IPP Non-CHP | CT | GEN1 |  | 18.3 | 16.3 | 18.1 | Municipal Solid Waste | MSW | ST | 12 | 1991 |  |  | (OP) Operating | [6 empty] | New London | 41.475 | -72.0688 | Map | Map | ISNE
2956 | Capitol District Energy Center | 50498 | Capitol District Energy Center | IPP CHP | CT | GTG | CC1 | 39.8 | 55.2 | 61.3 | Natural Gas Fired Combined Cycle | NG | CT | 10 | 1988 |  |  | (OP) Operating | [6 empty] | Hartford | 41.7639 | -72.6925 | Map | Map | ISNE
2956 | Capitol District Energy Center | 50498 | Capitol District Energy Center | IPP CHP | CT | STG | CC1 | 30.7 | 0 |  | Natural Gas Fired Combined Cycle | NG | CA | 10 | 1988 |  |  | (OP) Operating | [6 empty] | Hartford | 41.7639 | -72.6925 | Map | Map | ISNE
54842 | WM Renewable Energy LLC | 50564 | New Milford Gas Recovery | IPP Non-CHP | CT | GEN2 |  | 0.8 | 0.8 | 0.8 | Landfill Gas | LFG | IC | 5 | 2008 |  |  | (OP) Operating | [6 empty] | Litchfield | 41.5477 | -73.4252 | Map | Map | ISNE
54842 | WM Renewable Energy LLC | 50564 | New Milford Gas Recovery | IPP Non-CHP | CT | GEN3 |  | 0.8 | 0.8 | 0.8 | Landfill Gas | LFG | IC | 5 | 2008 |  |  | (OP) Operating | [6 empty] | Litchfield | 41.5477 | -73.4252 | Map | Map | ISNE
54842 | WM Renewable Energy LLC | 50564 | New Milford Gas Recovery | IPP Non-CHP | CT | GEN4 |  | 0.8 | 0.8 | 0.8 | Landfill Gas | LFG | IC | 5 | 2008 |  |  | (OP) Operating | [6 empty] | Litchfield | 41.5477 | -73.4252 | Map | Map | ISNE
4474 | Covanta Bristol Inc | 50648 | Covanta Bristol Energy | IPP Non-CHP | CT | GEN1 |  | 16.3 | 13.2 | 13.2 | Municipal Solid Waste | MSW | ST | 12 | 1987 |  |  | (OP) Operating | [6 empty] | Hartford | 41.6492 | -72.9153 | Map | Map | ISNE
20541 | Wheelabrator Environmental Systems | 50883 | Wheelabrator Bridgeport | IPP Non-CHP | CT | GEN1 |  | 67 | 58 | 58 | Municipal Solid Waste | MSW | ST | 7 | 1988 |  |  | (OP) Operating | [6 empty] | Fairfield | 41.1625 | -73.2083 | Map | Map | ISNE
8153 | Hartford Steam Co | 52061 | Hartford Hospital Cogeneration | Commercial CHP | CT | GEN2 | CC1 | 4.2 | 2.4 | 2.4 | Natural Gas Fired Combined Cycle | NG | CA | 7 | 1988 |  |  | (OP) Operating | [6 empty] | Hartford | 41.7631 | -72.6733 | Map | Map | ISNE
8153 | Hartford Steam Co | 52061 | Hartford Hospital Cogeneration | Commercial CHP | CT | GEN3 | CC1 | 6.2 | 5.2 | 6.2 | Natural Gas Fired Combined Cycle | NG | CT | 7 | 1988 |  |  | (OP) Operating | [6 empty] | Hartford | 41.7631 | -72.6733 | Map | Map | ISNE
8153 | Hartford Steam Co | 52061 | Hartford Hospital Cogeneration | Commercial CHP | CT | GEN4 |  | 1.4 | 1.4 | 1.4 | Other Natural Gas | NG | FC | 5 | 2014 |  |  | (OP) Operating | [6 empty] | Hartford | 41.7631 | -72.6733 | Map | Map | ISNE
14928 | Pfizer Inc | 54236 | Pfizer Groton Plant | Industrial CHP | CT | GT-1 |  | 10 | 9.5 | 10.5 | Natural Gas Fired Combustion Turbine | NG | GT | 9 | 2009 |  |  | (OP) Operating | [6 empty] | New London | 41.3315 | -72.0786 | Map | Map | ISNE
14928 | Pfizer Inc | 54236 | Pfizer Groton Plant | Industrial CHP | CT | TG 3 |  | 10 | 9.4 | 9.4 | Natural Gas Steam Turbine | NG | ST | 1 | 1952 |  |  | (OP) Operating | [6 empty] | New London | 41.3315 | -72.0786 | Map | Map | ISNE
14928 | Pfizer Inc | 54236 | Pfizer Groton Plant | Industrial CHP | CT | TG 4 |  | 10 | 5 | 5 | Natural Gas Steam Turbine | NG | ST | 1 | 1994 |  |  | (OP) Operating | [6 empty] | New London | 41.3315 | -72.0786 | Map | Map | ISNE
14928 | Pfizer Inc | 54236 | Pfizer Groton Plant | Industrial CHP | CT | TG5 |  | 7.5 | 7.5 | 7.5 | Natural Gas Steam Turbine | NG | ST | 8 | 2001 |  |  | (OP) Operating | [6 empty] | New London | 41.3315 | -72.0786 | Map | Map | ISNE
12382 | Metropolitan Dist of Hartford | 54302 | Goodwin Hydroelectric | IPP Non-CHP | CT | G2 |  | 1.6 | 1.6 | 1.6 | Conventional Hydroelectric | WAT | HY | 4 | 1986 |  |  | (OP) Operating | [6 empty] | Hartford | 41.9886 | -73.0194 | Map | Map | ISNE
10347 | Kinneytown Hydro Co Inc | 54385 | Kinneytown New Old | IPP Non-CHP | CT | GEN1 |  | 0.8 | 0.8 | 0.7 | Conventional Hydroelectric | WAT | HY | 11 | 1986 |  |  | (OP) Operating | [6 empty] | New Haven | 41.3686 | -73.0856 | Map | Map | ISNE
10347 | Kinneytown Hydro Co Inc | 54385 | Kinneytown New Old | IPP Non-CHP | CT | GEN2 |  | 1.5 | 1.4 | 1.4 | Conventional Hydroelectric | WAT | HY | 1 | 1995 |  |  | (OP) Operating | [6 empty] | New Haven | 41.3686 | -73.0856 | Map | Map | ISNE
21621 | United Technologies | 54605 | Pratt & Whitney | Industrial CHP | CT | FT-8 |  | 25.8 | 28 | 31 | Natural Gas Fired Combustion Turbine | NG | GT | 1 | 1992 |  |  | (OP) Operating | [6 empty] | Hartford | 41.7483 | -72.6367 | Map | Map | ISNE
20541 | Wheelabrator Environmental Systems | 54758 | Wheelabrator Lisbon | IPP Non-CHP | CT | GEN1 |  | 14.6 | 14 | 14 | Municipal Solid Waste | MSW | ST | 10 | 1995 |  |  | (OP) Operating | [6 empty] | New London | 41.5844 | -72.0416 | Map | Map | ISNE
4426 | NAES Corp | 54945 | CT Resource Rec Authority Facility | IPP Non-CHP | CT | NO 5 |  | 45 | 29.7 | 31.2 | Municipal Solid Waste | MSW | ST | 7 | 1988 |  |  | (OP) Operating | [6 empty] | Hartford | 41.7505 | -72.653 | Map | Map | ISNE
4426 | NAES Corp | 54945 | CT Resource Rec Authority Facility | IPP Non-CHP | CT | NO 6 |  | 45 | 29.7 | 31.2 | Municipal Solid Waste | MSW | ST | 7 | 1988 |  |  | (OP) Operating | [6 empty] | Hartford | 41.7505 | -72.653 | Map | Map | ISNE
2232 | Bridgeport Energy LLC | 55042 | Bridgeport Energy Project | IPP Non-CHP | CT | GEN1 | BPE1 | 170 | 164 | 191 | Natural Gas Fired Combined Cycle | NG | CT | 6 | 1998 |  |  | (OP) Operating | [6 empty] | Fairfield | 41.1692 | -73.1844 | Map | Map | ISNE
2232 | Bridgeport Energy LLC | 55042 | Bridgeport Energy Project | IPP Non-CHP | CT | GEN2 | BPE1 | 170 | 164 | 190 | Natural Gas Fired Combined Cycle | NG | CT | 6 | 1998 |  |  | (OP) Operating | [6 empty] | Fairfield | 41.1692 | -73.1844 | Map | Map | ISNE
2232 | Bridgeport Energy LLC | 55042 | Bridgeport Energy Project | IPP Non-CHP | CT | GEN3 | BPE1 | 180 | 164 | 185 | Natural Gas Fired Combined Cycle | NG | CA | 5 | 1999 |  |  | (OP) Operating | [6 empty] | Fairfield | 41.1692 | -73.1844 | Map | Map | ISNE
12568 | Milford Power Co LLC | 55126 | Milford Power Project | IPP Non-CHP | CT | CA01 |  | 289 | 274.7 | 295.6 | Natural Gas Fired Combined Cycle | NG | CS | 2 | 2004 |  |  | (OP) Operating | [6 empty] | New Haven | 41.2244 | -73.0997 | Map | Map | ISNE
12568 | Milford Power Co LLC | 55126 | Milford Power Project | IPP Non-CHP | CT | CA02 |  | 289 | 269.8 | 289.7 | Natural Gas Fired Combined Cycle | NG | CS | 5 | 2004 |  |  | (OP) Operating | [6 empty] | New Haven | 41.2244 | -73.0997 | Map | Map | ISNE
10576 | Lake Road Generating Co LP | 55149 | Lake Road Generating Plant | IPP Non-CHP | CT | U1 |  | 280 | 270.8 | 290.9 | Natural Gas Fired Combined Cycle | NG | CS | 3 | 2002 |  |  | (OP) Operating | [6 empty] | Windham | 41.872 | -71.8958 | Map | Map | ISNE
10576 | Lake Road Generating Co LP | 55149 | Lake Road Generating Plant | IPP Non-CHP | CT | U2 |  | 280 | 275 | 291.8 | Natural Gas Fired Combined Cycle | NG | CS | 3 | 2002 |  |  | (OP) Operating | [6 empty] | Windham | 41.872 | -71.8958 | Map | Map | ISNE
10576 | Lake Road Generating Co LP | 55149 | Lake Road Generating Plant | IPP Non-CHP | CT | U3 |  | 280 | 254.8 | 278 | Natural Gas Fired Combined Cycle | NG | CS | 5 | 2002 |  |  | (OP) Operating |  |  |  | 2018 | 6 | 25 | Windham | 41.872 | -71.8958 | Map | Map | ISNE
59630 | DeltaPro Energy Inc | 55163 | MM Hartford Energy | IPP Non-CHP | CT | UNT2 |  | 0.9 | 0.9 | 0.9 | Landfill Gas | LFG | IC | 8 | 1998 |  |  | (OP) Operating | [6 empty] | Hartford | 41.7861 | -72.6544 | Map | Map | ISNE
59630 | DeltaPro Energy Inc | 55163 | MM Hartford Energy | IPP Non-CHP | CT | UNT3 |  | 0.9 | 0.9 | 0.9 | Landfill Gas | LFG | IC | 8 | 1998 |  |  | (OP) Operating | [6 empty] | Hartford | 41.7861 | -72.6544 | Map | Map | ISNE
56927 | Wallingford Energy LLC | 55517 | Wallingford Energy | IPP Non-CHP | CT | CTG1 |  | 50 | 42.3 | 48.4 | Natural Gas Fired Combustion Turbine | NG | GT | 10 | 2001 |  |  | (OP) Operating | [6 empty] | New Haven | 41.4487 | -72.8354 | Map | Map | ISNE
56927 | Wallingford Energy LLC | 55517 | Wallingford Energy | IPP Non-CHP | CT | CTG2 |  | 50 | 42.3 | 48.2 | Natural Gas Fired Combustion Turbine | NG | GT | 9 | 2001 |  |  | (OP) Operating | [6 empty] | New Haven | 41.4487 | -72.8354 | Map | Map | ISNE
56927 | Wallingford Energy LLC | 55517 | Wallingford Energy | IPP Non-CHP | CT | CTG3 |  | 50 | 42.3 | 47.8 | Natural Gas Fired Combustion Turbine | NG | GT | 8 | 2001 |  |  | (OP) Operating | [6 empty] | New Haven | 41.4487 | -72.8354 | Map | Map | ISNE
56927 | Wallingford Energy LLC | 55517 | Wallingford Energy | IPP Non-CHP | CT | CTG4 |  | 50 | 42.3 | 49 | Natural Gas Fired Combustion Turbine | NG | GT | 8 | 2001 |  |  | (OP) Operating | [6 empty] | New Haven | 41.4487 | -72.8354 | Map | Map | ISNE
56927 | Wallingford Energy LLC | 55517 | Wallingford Energy | IPP Non-CHP | CT | CTG5 |  | 50 | 42.3 | 49 | Natural Gas Fired Combustion Turbine | NG | GT | 8 | 2001 |  |  | (OP) Operating | [6 empty] | New Haven | 41.4487 | -72.8354 | Map | Map | ISNE
25771 | Quinebaug Associates LLC | 55860 | Quinebaug Lower Project | IPP Non-CHP | CT | 5-M |  | 0.3 | 0.3 | 0.3 | Conventional Hydroelectric | WAT | HY | 8 | 1990 |  |  | (OP) Operating | [6 empty] | Windham | 41.7987 | -71.8868 | Map | Map | ISNE
25771 | Quinebaug Associates LLC | 55860 | Quinebaug Lower Project | IPP Non-CHP | CT | MF |  | 0.1 | 0.1 | 0.1 | Conventional Hydroelectric | WAT | HY | 4 | 1990 |  |  | (OP) Operating | [6 empty] | Windham | 41.7987 | -71.8868 | Map | Map | ISNE
25771 | Quinebaug Associates LLC | 55860 | Quinebaug Lower Project | IPP Non-CHP | CT | U2 |  | 0.8 | 0.8 | 0.7 | Conventional Hydroelectric | WAT | HY | 8 | 1990 |  |  | (OP) Operating | [6 empty] | Windham | 41.7987 | -71.8868 | Map | Map | ISNE
25771 | Quinebaug Associates LLC | 55860 | Quinebaug Lower Project | IPP Non-CHP | CT | UI |  | 1.3 | 1.2 | 1.2 | Conventional Hydroelectric | WAT | HY | 8 | 1990 |  |  | (OP) Operating | [6 empty] | Windham | 41.7987 | -71.8868 | Map | Map | ISNE
49840 | Waterside Power, LLC | 56189 | Waterside Power, LLC | IPP Non-CHP | CT | 4 |  | 23.2 | 23.3 | 23.9 | Petroleum Liquids | DFO | GT | 5 | 2004 |  |  | (OP) Operating | [6 empty] | Fairfield | 41.0372 | -73.5564 | Map | Map | ISNE
49840 | Waterside Power, LLC | 56189 | Waterside Power, LLC | IPP Non-CHP | CT | 5 |  | 23.2 | 23.3 | 23.9 | Petroleum Liquids | DFO | GT | 5 | 2004 |  |  | (OP) Operating | [6 empty] | Fairfield | 41.0372 | -73.5564 | Map | Map | ISNE
49840 | Waterside Power, LLC | 56189 | Waterside Power, LLC | IPP Non-CHP | CT | 7 |  | 23.2 | 23.3 | 23.9 | Petroleum Liquids | DFO | GT | 5 | 2006 |  |  | (OP) Operating | [6 empty] | Fairfield | 41.0372 | -73.5564 | Map | Map | ISNE
56201 | Engie North America | 56629 | Waterbury Generation | IPP Non-CHP | CT | 10 |  | 96 | 95 | 100 | Natural Gas Fired Combustion Turbine | NG | GT | 6 | 2009 |  |  | (OP) Operating | [6 empty] | New Haven | 41.5444 | -73.0417 | Map | Map | ISNE
55993 | Kleen Energy Systems, LLC | 56798 | Kleen Energy Systems Project | IPP Non-CHP | CT | ST | CC01 | 295 | 268 | 233 | All Other | WH | CA | 7 | 2011 |  |  | (OP) Operating | [6 empty] | Middlesex | 41.5532 | -72.5969 | Map | Map | ISNE
55993 | Kleen Energy Systems, LLC | 56798 | Kleen Energy Systems Project | IPP Non-CHP | CT | U1 | CC01 | 199 | 177 | 195 | Natural Gas Fired Combined Cycle | NG | CT | 7 | 2011 |  |  | (OP) Operating | [6 empty] | Middlesex | 41.5532 | -72.5969 | Map | Map | ISNE
55993 | Kleen Energy Systems, LLC | 56798 | Kleen Energy Systems Project | IPP Non-CHP | CT | U2 | CC01 | 199 | 177 | 195 | Natural Gas Fired Combined Cycle | NG | CT | 7 | 2011 |  |  | (OP) Operating | [6 empty] | Middlesex | 41.5532 | -72.5969 | Map | Map | ISNE
56067 | Plainfield Renewable Energy, LLC | 56847 | Plainfield Renewable Energy LLC | IPP Non-CHP | CT | STG |  | 43 | 37.5 | 37.5 | Wood/Wood Waste Biomass | WDS | ST | 12 | 2013 |  |  | (OP) Operating | [6 empty] | Windham | 41.6644 | -71.9242 | Map | Map | ISNE
56143 | Fairfield University | 56928 | Fairfield University CHP Plant | Commercial CHP | CT | CHP1 |  | 4.5 | 4.5 | 4.5 | Natural Gas Fired Combustion Turbine | NG | GT | 10 | 2007 |  |  | (OP) Operating | [6 empty] | Fairfield | 41.1589 | -73.2572 | Map | Map | ISNE
56354 | GenConn Middletown LLC | 57068 | GenConn Middletown LLC | IPP Non-CHP | CT | 12 |  | 60.5 | 48.5 | 49.2 | Petroleum Liquids | KER | GT | 6 | 2011 |  |  | (OP) Operating | [6 empty] | Middlesex | 41.5544 | -72.5767 | Map | Map | ISNE
56354 | GenConn Middletown LLC | 57068 | GenConn Middletown LLC | IPP Non-CHP | CT | 13 |  | 60.5 | 48.5 | 49.2 | Petroleum Liquids | KER | GT | 6 | 2011 |  |  | (OP) Operating | [6 empty] | Middlesex | 41.5544 | -72.5767 | Map | Map | ISNE
56354 | GenConn Middletown LLC | 57068 | GenConn Middletown LLC | IPP Non-CHP | CT | 14 |  | 60.5 | 48.5 | 49.2 | Petroleum Liquids | KER | GT | 6 | 2011 |  |  | (OP) Operating | [6 empty] | Middlesex | 41.5544 | -72.5767 | Map | Map | ISNE
56354 | GenConn Middletown LLC | 57068 | GenConn Middletown LLC | IPP Non-CHP | CT | 15 |  | 60.5 | 48.5 | 49.2 | Petroleum Liquids | KER | GT | 6 | 2011 |  |  | (OP) Operating | [6 empty] | Middlesex | 41.5544 | -72.5767 | Map | Map | ISNE
56352 | GenConn Devon LLC | 57070 | GenConn Devon LLC | IPP Non-CHP | CT | 15 |  | 60.5 | 46.9 | 49.2 | Petroleum Liquids | KER | GT | 7 | 2010 |  |  | (OP) Operating | [6 empty] | New Haven | 41.2108 | -73.1075 | Map | Map | ISNE
56352 | GenConn Devon LLC | 57070 | GenConn Devon LLC | IPP Non-CHP | CT | 16 |  | 60.5 | 46.9 | 49.2 | Petroleum Liquids | KER | GT | 6 | 2010 |  |  | (OP) Operating | [6 empty] | New Haven | 41.2108 | -73.1075 | Map | Map | ISNE
56352 | GenConn Devon LLC | 57070 | GenConn Devon LLC | IPP Non-CHP | CT | 17 |  | 60.5 | 46.9 | 49.2 | Petroleum Liquids | KER | GT | 6 | 2010 |  |  | (OP) Operating | [6 empty] | New Haven | 41.2108 | -73.1075 | Map | Map | ISNE
56352 | GenConn Devon LLC | 57070 | GenConn Devon LLC | IPP Non-CHP | CT | 18 |  | 60.5 | 46.9 | 49.2 | Petroleum Liquids | KER | GT | 6 | 2010 |  |  | (OP) Operating | [6 empty] | New Haven | 41.2108 | -73.1075 | Map | Map | ISNE
8153 | Hartford Steam Co | 57179 | HSCo CHP | Commercial CHP | CT | 1 |  | 4 | 3.5 | 4 | Natural Gas Fired Combustion Turbine | NG | GT | 10 | 2009 |  |  | (OP) Operating | [6 empty] | Hartford | 41.7614 | -72.6686 | Map | Map | ISNE
4180 | Connecticut Mun Elec Engy Coop | 57598 | Bridge Street 1 & 2 | Electric Utility | CT | BS1 |  | 2.6 | 2.5 | 2.5 | Petroleum Liquids | DFO | IC | 8 | 2010 |  |  | (OP) Operating | [6 empty] | New London | 41.3628 | -72.0825 | Map | Map | ISNE
4180 | Connecticut Mun Elec Engy Coop | 57598 | Bridge Street 1 & 2 | Electric Utility | CT | BS2 |  | 2.6 | 2.5 | 2.5 | Petroleum Liquids | DFO | IC | 7 | 2010 |  |  | (OP) Operating | [6 empty] | New London | 41.3628 | -72.0825 | Map | Map | ISNE
4180 | Connecticut Mun Elec Engy Coop | 57599 | Fort Hill 1, 2, 3 & 4 | Electric Utility | CT | FH1 |  | 2.6 | 2.5 | 2.5 | Petroleum Liquids | DFO | IC | 8 | 2010 |  |  | (OP) Operating | [6 empty] | New London | 41.4711 | -72.1022 | Map | Map | ISNE
4180 | Connecticut Mun Elec Engy Coop | 57599 | Fort Hill 1, 2, 3 & 4 | Electric Utility | CT | FH2 |  | 2.6 | 2.5 | 2.5 | Petroleum Liquids | DFO | IC | 8 | 2010 |  |  | (OP) Operating | [6 empty] | New London | 41.4711 | -72.1022 | Map | Map | ISNE
4180 | Connecticut Mun Elec Engy Coop | 57599 | Fort Hill 1, 2, 3 & 4 | Electric Utility | CT | FH3 |  | 2.6 | 2.5 | 2.5 | Petroleum Liquids | DFO | IC | 8 | 2010 |  |  | (OP) Operating | [6 empty] | New London | 41.4711 | -72.1022 | Map | Map | ISNE
4180 | Connecticut Mun Elec Engy Coop | 57599 | Fort Hill 1, 2, 3 & 4 | Electric Utility | CT | FH4 |  | 2.6 | 2.5 | 2.5 | Petroleum Liquids | DFO | IC | 8 | 2010 |  |  | (OP) Operating | [6 empty] | New London | 41.4711 | -72.1022 | Map | Map | ISNE
4180 | Connecticut Mun Elec Engy Coop | 57601 | Gary Court 1 & 2 | Electric Utility | CT | GC1 |  | 2.6 | 2.5 | 2.5 | Petroleum Liquids | DFO | IC | 7 | 2010 |  |  | (OP) Operating | [6 empty] | New London | 41.3367 | -72.02 | Map | Map | ISNE
4180 | Connecticut Mun Elec Engy Coop | 57601 | Gary Court 1 & 2 | Electric Utility | CT | GC2 |  | 2.6 | 2.5 | 2.5 | Petroleum Liquids | DFO | IC | 7 | 2010 |  |  | (OP) Operating | [6 empty] | New London | 41.3367 | -72.02 | Map | Map | ISNE
4180 | Connecticut Mun Elec Engy Coop | 57602 | Jewett City 1 | Electric Utility | CT | JC1 |  | 2.6 | 2.5 | 2.5 | Petroleum Liquids | DFO | IC | 2 | 2010 |  |  | (OP) Operating | [6 empty] | New London | 41.6041 | -71.9825 | Map | Map | ISNE
4180 | Connecticut Mun Elec Engy Coop | 57603 | LNG 1 & 2 | Electric Utility | CT | LNG1 |  | 2.6 | 2.5 | 2.5 | Petroleum Liquids | DFO | IC | 4 | 2010 |  |  | (OP) Operating | [6 empty] | New London | 41.5694 | -72.1175 | Map | Map | ISNE
4180 | Connecticut Mun Elec Engy Coop | 57603 | LNG 1 & 2 | Electric Utility | CT | LNG2 |  | 2.6 | 2.5 | 2.5 | Petroleum Liquids | DFO | IC | 4 | 2010 |  |  | (OP) Operating | [6 empty] | New London | 41.5694 | -72.1175 | Map | Map | ISNE
4180 | Connecticut Mun Elec Engy Coop | 57604 | Lebanon Pines 1 & 2 | Electric Utility | CT | LP1 |  | 2.6 | 2.5 | 2.5 | Petroleum Liquids | DFO | IC | 4 | 2010 |  |  | (OP) Operating | [6 empty] | New London | 41.5683 | -72.2322 | Map | Map | ISNE
4180 | Connecticut Mun Elec Engy Coop | 57604 | Lebanon Pines 1 & 2 | Electric Utility | CT | LP2 |  | 2.6 | 2.5 | 2.5 | Petroleum Liquids | DFO | IC | 4 | 2010 |  |  | (OP) Operating | [6 empty] | New London | 41.5683 | -72.2322 | Map | Map | ISNE
4180 | Connecticut Mun Elec Engy Coop | 57605 | Water Treatment 1 & 2 | Electric Utility | CT | WT1 |  | 2.6 | 2.5 | 2.5 | Petroleum Liquids | DFO | IC | 10 | 2010 |  |  | (OP) Operating | [6 empty] | New London | 41.3469 | -72.0411 | Map | Map | ISNE
4180 | Connecticut Mun Elec Engy Coop | 57605 | Water Treatment 1 & 2 | Electric Utility | CT | WT2 |  | 2.6 | 2.5 | 2.5 | Petroleum Liquids | DFO | IC | 10 | 2010 |  |  | (OP) Operating | [6 empty] | New London | 41.3469 | -72.0411 | Map | Map | ISNE
13831 | City of Norwich - (CT) | 57624 | Norwich WWTP | Commercial Non-CHP | CT | 1 |  | 2 | 2 | 2 | Petroleum Liquids | DFO | IC | 5 | 2006 |  |  | (OP) Operating | [6 empty] | New London | 41.5256 | -72.0833 | Map | Map | ISNE
56992 | Foxwoods Resort Casino | 57666 | Foxwoods CoGen | Commercial CHP | CT | CT1 | 1 | 6.6 | 6 | 7.3 | Natural Gas Fired Combined Cycle | NG | CT | 6 | 2010 |  |  | (OP) Operating | [6 empty] | New London | 41.4731 | -71.9606 | Map | Map | ISNE
56992 | Foxwoods Resort Casino | 57666 | Foxwoods CoGen | Commercial CHP | CT | CT2 | 1 | 6.6 | 6 | 7.3 | Natural Gas Fired Combined Cycle | NG | CT | 6 | 2010 |  |  | (OP) Operating | [6 empty] | New London | 41.4731 | -71.9606 | Map | Map | ISNE
56992 | Foxwoods Resort Casino | 57666 | Foxwoods CoGen | Commercial CHP | CT | STG1 | 1 | 3 | 2.5 | 0.5 | Natural Gas Fired Combined Cycle | NG | CA | 7 | 2016 |  |  | (OP) Operating | [6 empty] | New London | 41.4731 | -71.9606 | Map | Map | ISNE
57015 | Third Taxing District of Norwalk | 57689 | Norden 1-3 | Electric Utility | CT | NORD1 |  | 2 | 2 | 2 | Petroleum Liquids | DFO | IC | 6 | 2004 |  |  | (OP) Operating | [6 empty] | Fairfield | 41.1117 | -73.3928 | Map | Map | ISNE
57015 | Third Taxing District of Norwalk | 57689 | Norden 1-3 | Electric Utility | CT | NORD2 |  | 2 | 2 | 2 | Petroleum Liquids | DFO | IC | 6 | 2004 |  |  | (OP) Operating | [6 empty] | Fairfield | 41.1117 | -73.3928 | Map | Map | ISNE
57015 | Third Taxing District of Norwalk | 57689 | Norden 1-3 | Electric Utility | CT | NORD3 |  | 2 | 2 | 2 | Petroleum Liquids | DFO | IC | 6 | 2004 |  |  | (OP) Operating | [6 empty] | Fairfield | 41.1117 | -73.3928 | Map | Map | ISNE
57464 | Kimberly-Clark Corporation | 58084 | Kimberly Clark-Unit 1,2,3 | Industrial CHP | CT | GT100 | KCNM | 16.1 | 14.5 | 16.1 | Natural Gas Fired Combined Cycle | NG | CT | 4 | 2008 |  |  | (OP) Operating | [6 empty] | Litchfield | 41.5583 | -73.4136 | Map | Map | ISNE
57464 | Kimberly-Clark Corporation | 58084 | Kimberly Clark-Unit 1,2,3 | Industrial CHP | CT | GT200 |  | 16.1 | 14.5 | 16.1 | Natural Gas Fired Combustion Turbine | NG | GT | 6 | 2008 |  |  | (OP) Operating | [6 empty] | Litchfield | 41.5583 | -73.4136 | Map | Map | ISNE
57464 | Kimberly-Clark Corporation | 58084 | Kimberly Clark-Unit 1,2,3 | Industrial CHP | CT | GT300 | KCNM | 4.1 | 4.1 | 4.1 | Natural Gas Fired Combined Cycle | NG | CA | 12 | 2008 |  |  | (OP) Operating | [6 empty] | Litchfield | 41.5583 | -73.4136 | Map | Map | ISNE
60642 | Dunn Paper East Hartford, LLC | 58116 | Cellu Tissue | Industrial Non-CHP | CT | GEN1 |  | 3 | 2.1 | 2.1 | Natural Gas Internal Combustion Engine | NG | IC | 5 | 2009 |  |  | (OP) Operating | 2017 | 11 | 0.4 |  |  |  | Hartford | 41.7761 | -72.6067 | Map | Map | ISNE
58120 | Danbury Hospital | 58152 | Danbury Hospital Cogen Plant | Commercial CHP | CT | GEN1 |  | 4.3 | 3.9 | 5.3 | Natural Gas Fired Combustion Turbine | NG | GT | 11 | 2011 |  |  | (OP) Operating | [6 empty] | Fairfield | 41.4053 | -73.4475 | Map | Map | ISNE
58131 | Wesleyan University | 58158 | Wesleyan University Cogen 1 | Commercial CHP | CT | 1 |  | 2.4 | 2.3 | 2.3 | Natural Gas Internal Combustion Engine | NG | IC | 2 | 2009 |  |  | (OP) Operating | [6 empty] | Middlesex | 41.5564 | -72.6539 | Map | Map | ISNE
58130 | University of Connecticut | 58159 | UCONN Cogen Facility | Commercial CHP | CT | CGT1 | STG1 | 6.9 | 6.4 | 6.4 | Natural Gas Fired Combined Cycle | NG | CT | 3 | 2006 |  |  | (OP) Operating |  |  |  | 2021 | 11 | 0.5 | Tolland | 41.8092 | -72.2542 | Map | Map | ISNE
58130 | University of Connecticut | 58159 | UCONN Cogen Facility | Commercial CHP | CT | CGT2 | STG1 | 6.9 | 6.4 | 6.4 | Natural Gas Fired Combined Cycle | NG | CT | 3 | 2006 |  |  | (OP) Operating |  |  |  | 2022 | 5 | 0.5 | Tolland | 41.8092 | -72.2542 | Map | Map | ISNE
58130 | University of Connecticut | 58159 | UCONN Cogen Facility | Commercial CHP | CT | CGT3 | STG1 | 6.9 | 6.4 | 6.4 | Natural Gas Fired Combined Cycle | NG | CT | 3 | 2006 |  |  | (OP) Operating |  |  |  | 2021 | 5 | 0.5 | Tolland | 41.8092 | -72.2542 | Map | Map | ISNE
58130 | University of Connecticut | 58159 | UCONN Cogen Facility | Commercial CHP | CT | STG1 | STG1 | 5 | 4.9 | 4.9 | All Other | OTH | CA | 3 | 2006 |  |  | (OP) Operating | [6 empty] | Tolland | 41.8092 | -72.2542 | Map | Map | ISNE
58156 | Rand Whitney Containerboard L.P. | 58184 | Rand Whitney CHP Plant | Industrial CHP | CT | TG-1 |  | 14.6 | 14.6 | 14.6 | Natural Gas Fired Combustion Turbine | NG | GT | 4 | 2005 |  |  | (OP) Operating | [6 empty] | New London | 41.4528 | -72.1361 | Map | Map | ISNE
58188 | Central Connecticut State University | 58224 | CCSU Co-Gen-STBY Gen | Commercial CHP | CT | EC#1 |  | 1.3 | 1.3 | 1.3 | Natural Gas Internal Combustion Engine | NG | IC | 5 | 2004 |  |  | (OP) Operating | [6 empty] | Hartford | 41.6914 | -72.7686 | Map | Map | ISNE
58188 | Central Connecticut State University | 58224 | CCSU Co-Gen-STBY Gen | Commercial CHP | CT | EC#2 |  | 1.3 | 1.3 | 1.3 | Natural Gas Internal Combustion Engine | NG | IC | 5 | 2004 |  |  | (OP) Operating | [6 empty] | Hartford | 41.6914 | -72.7686 | Map | Map | ISNE
58213 | New Britain Renewable Energy, LLC | 58237 | CCSU Fuel Cell Project | Commercial CHP | CT | CCSU |  | 1.4 | 1.4 | 1.4 | Other Natural Gas | NG | FC | 4 | 2012 |  |  | (OP) Operating | [6 empty] | Hartford | 41.6919 | -72.7611 | Map | Map | ISNE
58300 | Ameresco Select Inc | 58327 | Bradley Energy Center | Commercial CHP | CT | UNIT1 |  | 1.5 | 1.5 | 1.5 | Natural Gas Internal Combustion Engine | NG | IC | 11 | 2002 |  |  | (OP) Operating | [6 empty] | Hartford | 41.9271 | -72.6831 | Map | Map | ISNE
58300 | Ameresco Select Inc | 58327 | Bradley Energy Center | Commercial CHP | CT | UNIT2 |  | 1.2 | 1.2 | 1.2 | Natural Gas Internal Combustion Engine | NG | IC | 11 | 2002 |  |  | (OP) Operating | [6 empty] | Hartford | 41.9271 | -72.6831 | Map | Map | ISNE
58300 | Ameresco Select Inc | 58327 | Bradley Energy Center | Commercial CHP | CT | UNIT3 |  | 1.2 | 1.2 | 1.2 | Natural Gas Internal Combustion Engine | NG | IC | 11 | 2002 |  |  | (OP) Operating | [6 empty] | Hartford | 41.9271 | -72.6831 | Map | Map | ISNE
58300 | Ameresco Select Inc | 58327 | Bradley Energy Center | Commercial CHP | CT | UNIT4 |  | 1.9 | 1.9 | 1.9 | Natural Gas Internal Combustion Engine | NG | IC | 8 | 2010 |  |  | (OP) Operating | [6 empty] | Hartford | 41.9271 | -72.6831 | Map | Map | ISNE
58300 | Ameresco Select Inc | 58365 | CJTS Energy Center | Commercial Non-CHP | CT | UNIT7 |  | 0.4 | 0.4 | 0.4 | Other Natural Gas | NG | FC | 9 | 2013 |  |  | (OP) Operating | [6 empty] | Middlesex | 41.5528 | -72.625 | Map | Map | ISNE
58468 | Dominion Renewable Energy | 58551 | Bridgeport Fuel Cell Park | IPP Non-CHP | CT | 1 |  | 16.6 | 13.7 | 14.9 | Other Natural Gas | NG | FC | 12 | 2013 |  |  | (OP) Operating | [6 empty] | Fairfield | 41.1681 | -73.2111 | Map | Map | ISNE
58468 | Dominion Renewable Energy | 58554 | Somers Solar Center, LLC | IPP Non-CHP | CT | 1 |  | 5 | 5 | 5 | Solar Photovoltaic | SUN | PV | 12 | 2013 |  |  | (OP) Operating | [6 empty] | Tolland | 41.955 | -72.4458 | Map | Map | ISNE
58607 | Frito Lay Incorporated Dayville | 58664 | Frito Lay Incorporated | Industrial Non-CHP | CT | COGEN |  | 4.6 | 3.6 | 4.6 | Natural Gas Fired Combustion Turbine | NG | GT | 3 | 2009 |  |  | (OP) Operating | [6 empty] | Windham | 41.8628 | -71.8917 | Map | Map | ISNE
60556 | Fusion Solar Centre, L.L.C | 58876 | Fusion Solar Center LLC | IPP Non-CHP | CT | PV |  | 20 | 20 | 20 | Solar Photovoltaic | SUN | PV | 3 | 2018 |  |  | (OP) Operating | [6 empty] | New London | 41.6239 | -72.0431 | Map | Map | ISNE
2265 | Bristol-Myers Squibb Co | 58948 | Bristol Myers Squibb Wallingford | IPP Non-CHP | CT | SOL |  | 4.8 | 4.6 | 4.6 | Natural Gas Fired Combustion Turbine | NG | GT | 12 | 1998 |  |  | (OP) Operating | [6 empty] | New Haven | 41.4836 | -72.7564 | Map | Map | ISNE
4180 | Connecticut Mun Elec Engy Coop | 59415 | Backus Microgrid Project | Electric Utility | CT | BMP1 |  | 2.6 | 2.5 | 2.5 | Petroleum Liquids | DFO | IC | 8 | 2014 |  |  | (OP) Operating | [6 empty] | New London | 41.5428 | -72.0936 | Map | Map | ISNE
4180 | Connecticut Mun Elec Engy Coop | 59415 | Backus Microgrid Project | Electric Utility | CT | BMP2 |  | 2.6 | 2.5 | 2.5 | Petroleum Liquids | DFO | IC | 8 | 2014 |  |  | (OP) Operating | [6 empty] | New London | 41.5428 | -72.0936 | Map | Map | ISNE
4180 | Connecticut Mun Elec Engy Coop | 59415 | Backus Microgrid Project | Electric Utility | CT | BMP3 |  | 2.6 | 2.5 | 2.5 | Petroleum Liquids | DFO | IC | 8 | 2014 |  |  | (OP) Operating | [6 empty] | New London | 41.5428 | -72.0936 | Map | Map | ISNE
4180 | Connecticut Mun Elec Engy Coop | 59415 | Backus Microgrid Project | Electric Utility | CT | BMP4 |  | 2.6 | 2.5 | 2.5 | Petroleum Liquids | DFO | IC | 8 | 2014 |  |  | (OP) Operating | [6 empty] | New London | 41.5428 | -72.0936 | Map | Map | ISNE
59252 | GRE 314 East Lyme LLC | 59495 | Antares-GRE 314 East Lyme LLC | IPP Non-CHP | CT | GRE01 |  | 4 | 4 | 4 | Solar Photovoltaic | SUN | PV | 6 | 2014 |  |  | (OP) Operating | [6 empty] | New London | 41.4169 | -72.2344 | Map | Map | ISNE
60947 | Tesla Inc. | 59788 | Advance Stores Company, Inc | IPP Non-CHP | CT | PV1 |  | 1 | 1 | 1 | Solar Photovoltaic | SUN | PV | 11 | 2014 |  |  | (OP) Operating | [6 empty] | Hartford | 42.015 | -72.5119 | Map | Map | ISNE
57128 | Bloom Energy | 59801 | IBM Southbury | IPP Non-CHP | CT | IBM00 |  | 1.1 | 1 | 1 | Other Natural Gas | NG | FC | 11 | 2014 |  |  | (OP) Operating | [6 empty] | New Haven | 41.4725 | -73.207 | Map | Map | ISNE
59724 | Pepperidge Farm, Inc.- Bloomfield | 59967 | Pepperidge Farm Bloomfield | Industrial CHP | CT | FCB |  | 1.2 | 1.2 | 1.2 | Other Natural Gas | NG | FC | 8 | 2008 |  |  | (OP) Operating | [6 empty] | Hartford | 41.8693 | -72.7183 | Map | Map | ISNE
59724 | Pepperidge Farm, Inc.- Bloomfield | 59967 | Pepperidge Farm Bloomfield | Industrial CHP | CT | FCC |  | 1.4 | 1.4 | 1.4 | Other Natural Gas | NG | FC | 7 | 2016 |  |  | (OP) Operating | [6 empty] | Hartford | 41.8693 | -72.7183 | Map | Map | ISNE
19497 | United Illuminating Co | 60040 | UI RCP New Haven Fuel Cell | Electric Utility | CT | NHFC |  | 2.8 | 2.5 | 2.5 | Other Natural Gas | NG | FC | 8 | 2015 |  |  | (OP) Operating | [6 empty] | New Haven | 41.2888 | -72.8986 | Map | Map | ISNE
19497 | United Illuminating Co | 60054 | UI RCP Bridgeport Seaside | Electric Utility | CT | BPFC |  | 2.8 | 2.8 | 2.8 | Other Natural Gas | NG | FC | 11 | 2015 |  |  | (OP) Operating | [6 empty] | Fairfield | 41.1576 | -73.2081 | Map | Map | ISNE
19497 | United Illuminating Co | 60054 | UI RCP Bridgeport Seaside | Electric Utility | CT | BPPV |  | 2.2 | 2.2 | 2.2 | Solar Photovoltaic | SUN | PV | 4 | 2016 |  |  | (OP) Operating | [6 empty] | Fairfield | 41.1576 | -73.2081 | Map | Map | ISNE
59885 | UIL Distributed Resources, LLC | 60109 | UDR Glastonbury Fuel Cell | IPP Non-CHP | CT | UDRFC |  | 3.4 | 2.5 | 3.1 | Other Natural Gas | NG | FC | 2 | 2016 |  |  | (OP) Operating | [6 empty] | Hartford | 41.717 | -72.5361 | Map | Map | ISNE
60947 | Tesla Inc. | 60225 | CMEEC - Bozrah | IPP Non-CHP | CT | PV1 |  | 2.5 | 2.5 | 2.5 | Solar Photovoltaic | SUN | PV | 12 | 2016 |  |  | (OP) Operating | [6 empty] | New London | 41.5706 | -72.1586 | Map | Map | ISNE
60947 | Tesla Inc. | 60228 | Conn Mun Electric Energy Coop | IPP Non-CHP | CT | PV1 |  | 1 | 1 | 1 | Solar Photovoltaic | SUN | PV | 12 | 2016 |  |  | (OP) Operating | [6 empty] | New London | 41.5383 | -72.1225 | Map | Map | ISNE
60195 | Groton Station Fuel Cell, LLC | 60392 | Pfizer Groton Fuel Cell | IPP CHP | CT | MM-24 |  | 2.8 | 2.8 | 2.8 | Other Natural Gas | NG | FC | 10 | 2016 |  |  | (OP) Operating | [6 empty] | New London | 41.3339 | -72.0711 | Map | Map | ISNE
60195 | Groton Station Fuel Cell, LLC | 60392 | Pfizer Groton Fuel Cell | IPP CHP | CT | MM-25 |  | 2.8 | 2.8 | 2.8 | Other Natural Gas | NG | FC | 10 | 2016 |  |  | (OP) Operating | [6 empty] | New London | 41.3339 | -72.0711 | Map | Map | ISNE
19497 | United Illuminating Co | 60593 | UI RCP Woodbridge FC | Electric Utility | CT | WBFC |  | 2.8 | 2.2 | 2.2 | Other Natural Gas | NG | FC | 12 | 2016 |  |  | (OP) Operating | [6 empty] | New Haven | 41.358 | -73.0078 | Map | Map | ISNE
60947 | Tesla Inc. | 60605 | CMEEC - Rogers Rd Solar | IPP Non-CHP | CT | PV1 |  | 1.5 | 1.5 | 1.5 | Solar Photovoltaic | SUN | PV | 2 | 2017 |  |  | (OP) Operating | [6 empty] | New London | 41.5383 | -72.1225 | Map | Map | ISNE
60947 | Tesla Inc. | 60607 | CMEEC - Polaris Park Solar | IPP Non-CHP | CT | BA1 |  | 0.8 | 0.8 | 0.8 | Batteries | MWH | BA | 8 | 2017 |  |  | (OP) Operating | [6 empty] | New London | 41.3813 | -72.0769 | Map | Map | ISNE
60947 | Tesla Inc. | 60607 | CMEEC - Polaris Park Solar | IPP Non-CHP | CT | PV1 |  | 3.5 | 3.5 | 3.5 | Solar Photovoltaic | SUN | PV | 8 | 2017 |  |  | (OP) Operating | [6 empty] | New London | 41.3813 | -72.0769 | Map | Map | ISNE
60947 | Tesla Inc. | 60608 | CMEEC - Navy NE Trident | IPP Non-CHP | CT | PV1 |  | 1 | 1 | 1 | Solar Photovoltaic | SUN | PV | 6 | 2017 |  |  | (OP) Operating | [6 empty] | New London | 41.3955 | -72.0792 | Map | Map | ISNE
60947 | Tesla Inc. | 60609 | CMEEC - Norwich Stott St Solar | IPP Non-CHP | CT | BA1 |  | 0.8 | 0.8 | 0.8 | Batteries | MWH | BA | 12 | 2016 |  |  | (OP) Operating | [6 empty] | New London | 41.5769 | -72.1046 | Map | Map | ISNE
60947 | Tesla Inc. | 60609 | CMEEC - Norwich Stott St Solar | IPP Non-CHP | CT | PV1 |  | 3.5 | 3.5 | 3.5 | Solar Photovoltaic | SUN | PV | 12 | 2016 |  |  | (OP) Operating | [6 empty] | New London | 41.5769 | -72.1046 | Map | Map | ISNE
60430 | Wind Colebrook South | 60700 | Wind Colebrook South | IPP Non-CHP | CT | WCS |  | 5 | 1 | 2.1 | Onshore Wind Turbine | WND | WT | 11 | 2015 |  |  | (OP) Operating | [6 empty] | Litchfield | 41.9611 | -73.1408 | Map | Map | ISNE
60911 | Town of Stafford, CT | 60880 | Stafford MS Ground Mount | IPP Non-CHP | CT | MS1 |  | 1 | 1 | 1 | Solar Photovoltaic | SUN | PV | 7 | 2016 |  |  | (OP) Operating | [6 empty] | Tolland | 41.964 | -72.309 | Map | Map
60911 | Town of Stafford, CT | 60880 | Stafford MS Ground Mount | IPP Non-CHP | CT | MS2 |  | 1 | 1 | 1 | Solar Photovoltaic | SUN | PV | 7 | 2016 |  |  | (OP) Operating | [6 empty] | Tolland | 41.964 | -72.309 | Map | Map
60166 | Materials Innovation Recycling Authority | 60909 | Hartford Landfill Solar EGF | IPP Non-CHP | CT | PV1 |  | 1 | 1 | 1 | Solar Photovoltaic | SUN | PV | 6 | 2014 |  |  | (OP) Operating | [6 empty] | Hartford | 41.7915 | -72.6509 | Map | Map | ISNE
61025 | LSE Canis Major LLC | 61398 | Canis Major Solar Farm | IPP Non-CHP | CT | S1980 |  | 2 | 2 | 2 | Solar Photovoltaic | SUN | PV | 12 | 2016 |  |  | (OP) Operating | [6 empty] | Hartford | 42.009 | -72.65 | Map | Map | ISNE
61043 | LSE Canis Minor LLC | 61408 | Canis Minor Solar Farm | IPP Non-CHP | CT | B1000 |  | 1 | 1 | 1 | Solar Photovoltaic | SUN | PV | 12 | 2016 |  |  | (OP) Operating | [6 empty] | Litchfield | 41.893 | -72.986 | Map | Map | ISNE
60947 | Tesla Inc. | 61541 | Town of Rocky Hill | IPP Non-CHP | CT | PV1 |  | 1 | 1 | 1 | Solar Photovoltaic | SUN | PV | 3 | 2018 |  |  | (OP) Operating | [6 empty] | Hartford | 41.6432 | -72.633 | Map | Map | IS
60947 | Tesla Inc. | 61541 | Town of Rocky Hill | IPP Non-CHP | CT | PV2 |  | 1 | 1 | 1 | Solar Photovoltaic | SUN | PV | 3 | 2018 |  |  | (OP) Operating | [6 empty] | Hartford | 41.6432 | -72.633 | Map | Map | IS
60947 | Tesla Inc. | 61541 | Town of Rocky Hill | IPP Non-CHP | CT | PV3 |  | 1 | 1 | 1 | Solar Photovoltaic | SUN | PV | 3 | 2018 |  |  | (OP) Operating | [6 empty] | Hartford | 41.6432 | -72.633 | Map | Map | IS
61332 | Sikorsky Aircraft Corporation | 61703 | Sikorsky Aircraft CHP | Industrial CHP | CT | PV-1 |  | 0.1 | 0.1 | 0.1 | Solar Photovoltaic | SUN | PV | 6 | 2010 |  |  | (OP) Operating | [6 empty] | Fairfield | 41.25 | -73.0987 | Map | Map | ISNE
61332 | Sikorsky Aircraft Corporation | 61703 | Sikorsky Aircraft CHP | Industrial CHP | CT | TG-1 |  | 9.2 | 10.3 | 10.3 | Natural Gas Fired Combustion Turbine | NG | GT | 5 | 2011 |  |  | (OP) Operating | [6 empty] | Fairfield | 41.25 | -73.0987 | Map | Map | ISNE
60584 | Onyx Asset Services Group | 61728 | Barrett Farm Solar - Phase I | IPP Non-CHP | CT | 10263 |  | 1.7 | 2.4 | 2.4 | Solar Photovoltaic | SUN | PV | 10 | 2017 |  |  | (OP) Operating | [6 empty] | Windham | 41.9463 | -71.8838 | Map | Map | ISNE
57389 | IKEA Property Inc | 61820 | IKEA New Haven Rooftop PV & Fuel Cell | Commercial Non-CHP | CT | 213FC |  | 0.3 | 0.3 | 0.3 | Other Natural Gas | NG | FC | 12 | 2016 |  |  | (OP) Operating | [6 empty] | New Haven | 41.2957 | -72.92 | Map | Map | ISNE
57389 | IKEA Property Inc | 61820 | IKEA New Haven Rooftop PV & Fuel Cell | Commercial Non-CHP | CT | 213PV |  | 0.8 | 0.8 | 0.8 | Solar Photovoltaic | SUN | PV | 7 | 2012 |  |  | (OP) Operating | [6 empty] | New Haven | 41.2957 | -72.92 | Map | Map | ISNE
54895 | FirstLight Power Resources Services LLC | 539 | Rocky River (CT) | IPP Non-CHP | CT | 1 |  | 3.5 | 2 | 2 | Hydroelectric Pumped Storage | WAT | PS | 1 | 1929 |  |  | (SB) Standby/Backup: available for service but not normally used | [6 empty] | Litchfield | 41.5826 | -73.4349 | Map | Map | ISNE
22380 | NRG Montville Operations Inc | 546 | Montville Station | IPP Non-CHP | CT | 10 |  | 2.7 | 2.7 | 2.7 | Petroleum Liquids | DFO | IC | 1 | 1967 |  |  | (SB) Standby/Backup: available for service but not normally used | [6 empty] | New London | 41.4281 | -72.1019 | Map | Map | ISNE
22380 | NRG Montville Operations Inc | 546 | Montville Station | IPP Non-CHP | CT | 11 |  | 2.7 | 2.7 | 2.7 | Petroleum Liquids | DFO | IC | 1 | 1967 |  |  | (SB) Standby/Backup: available for service but not normally used | [6 empty] | New London | 41.4281 | -72.1019 | Map | Map | ISNE
54895 | FirstLight Power Resources Services LLC | 557 | Tunnel | IPP Non-CHP | CT | 10 |  | 18.5 | 16.5 | 21.8 | Petroleum Liquids | JF | GT | 1 | 1969 |  |  | (SB) Standby/Backup: available for service but not normally used | [6 empty] | New London | 41.5554 | -72.0418 | Map | Map | ISNE
4426 | NAES Corp | 563 | South Meadow | IPP Non-CHP | CT | 11 |  | 41.8 | 35.7 | 46.9 | Petroleum Liquids | KER | GT | 8 | 1970 |  |  | (SB) Standby/Backup: available for service but not normally used | [6 empty] | Hartford | 41.7495 | -72.6524 | Map | Map | ISNE
4426 | NAES Corp | 563 | South Meadow | IPP Non-CHP | CT | 12 |  | 41.8 | 37.7 | 47.8 | Petroleum Liquids | KER | GT | 8 | 1970 |  |  | (SB) Standby/Backup: available for service but not normally used | [6 empty] | Hartford | 41.7495 | -72.6524 | Map | Map | ISNE
4426 | NAES Corp | 563 | South Meadow | IPP Non-CHP | CT | 13 |  | 41.8 | 38.3 | 47.9 | Petroleum Liquids | KER | GT | 8 | 1970 |  |  | (SB) Standby/Backup: available for service but not normally used | [6 empty] | Hartford | 41.7495 | -72.6524 | Map | Map | ISNE
4426 | NAES Corp | 563 | South Meadow | IPP Non-CHP | CT | 14 |  | 41.8 | 36.7 | 46.3 | Petroleum Liquids | KER | GT | 8 | 1970 |  |  | (SB) Standby/Backup: available for service but not normally used | [6 empty] | Hartford | 41.7495 | -72.6524 | Map | Map | ISNE
11943 | McCallum Enterprises I LP | 10063 | Derby Hydro | IPP Non-CHP | CT | GEN3 |  | 0.3 | 0.3 | 0.3 | Conventional Hydroelectric | WAT | HY | 1 | 1989 |  |  | (SB) Standby/Backup: available for service but not normally used | [6 empty] | Fairfield | 41.3243 | -73.1021 | Map | Map | ISNE
11943 | McCallum Enterprises I LP | 10063 | Derby Hydro | IPP Non-CHP | CT | GEN4 |  | 0.3 | 0.3 | 0.3 | Conventional Hydroelectric | WAT | HY | 1 | 1989 |  |  | (SB) Standby/Backup: available for service but not normally used | [6 empty] | Fairfield | 41.3243 | -73.1021 | Map | Map | ISNE
58188 | Central Connecticut State University | 58224 | CCSU Co-Gen-STBY Gen | Commercial CHP | CT | GRND |  | 0.3 | 0.3 | 0.3 | Petroleum Liquids | DFO | IC | 6 | 2012 |  |  | (SB) Standby/Backup: available for service but not normally used | [6 empty] | Hartford | 41.6914 | -72.7686 | Map | Map | ISNE
58188 | Central Connecticut State University | 58224 | CCSU Co-Gen-STBY Gen | Commercial CHP | CT | MEMH |  | 0.7 | 0.7 | 0.7 | Petroleum Liquids | DFO | IC | 10 | 1993 |  |  | (SB) Standby/Backup: available for service but not normally used | [6 empty] | Hartford | 41.6914 | -72.7686 | Map | Map | ISNE
2265 | Bristol-Myers Squibb Co | 58948 | Bristol Myers Squibb Wallingford | IPP Non-CHP | CT | DG12 |  | 0.9 | 0.8 | 0.8 | Petroleum Liquids | DFO | IC | 12 | 1987 |  |  | (SB) Standby/Backup: available for service but not normally used | [6 empty] | New Haven | 41.4836 | -72.7564 | Map | Map | ISNE
2265 | Bristol-Myers Squibb Co | 58948 | Bristol Myers Squibb Wallingford | IPP Non-CHP | CT | DG3 |  | 2 | 1.8 | 1.8 | Petroleum Liquids | DFO | IC | 12 | 2002 |  |  | (SB) Standby/Backup: available for service but not normally used | [6 empty] | New Haven | 41.4836 | -72.7564 | Map | Map | ISNE
57103 | US GSA Heating and Transmission | 57788 | US GSA Heating and Transmission | Commercial CHP | DC | TG1 |  | 5.4 | 4.5 | 5 | Natural Gas Fired Combustion Turbine | NG | GT | 7 | 2004 |  |  | (OP) Operating | [6 empty] | District of Columbia | 38.8857 | -77.0284 | Map | Map | PJM
57103 | US GSA Heating and Transmission | 57788 | US GSA Heating and Transmission | Commercial CHP | DC | TG2 |  | 5.4 | 4.5 | 5 | Natural Gas Fired Combustion Turbine | NG | GT | 7 | 2004 |  |  | (OP) Operating | [6 empty] | District of Columbia | 38.8857 | -77.0284 | Map | Map | PJM
58862 | DC Water | 59012 | DC Water CHP | Commercial CHP | DC | TURB1 |  | 4.7 | 4 | 4 | Other Waste Biomass | OBG | GT | 6 | 2015 |  |  | (OP) Operating | [6 empty] | District of Columbia | 38.8206 | -77.0183 | Map | Map | PJM
58862 | DC Water | 59012 | DC Water CHP | Commercial CHP | DC | TURB2 |  | 4.7 | 4 | 4 | Other Waste Biomass | OBG | GT | 6 | 2015 |  |  | (OP) Operating | [6 empty] | District of Columbia | 38.8206 | -77.0183 | Map | Map | PJM
58862 | DC Water | 59012 | DC Water CHP | Commercial CHP | DC | TURB3 |  | 4.7 | 4 | 4 | Other Waste Biomass | OBG | GT | 7 | 2015 |  |  | (OP) Operating | [6 empty] | District of Columbia | 38.8206 | -77.0183 | Map | Map | PJM
56609 | Calpine Mid-Atlantic Generation LLC | 593 | Edge Moor | IPP Non-CHP | DE | 3 |  | 75 | 86 | 86 | Natural Gas Steam Turbine | NG | ST | 12 | 1954 |  |  | (OP) Operating | [6 empty] | New Castle | 39.7389 | -75.5038 | Map | Map | PJM
56609 | Calpine Mid-Atlantic Generation LLC | 593 | Edge Moor | IPP Non-CHP | DE | 4 |  | 176.8 | 174 | 174 | Natural Gas Steam Turbine | NG | ST | 4 | 1966 |  |  | (OP) Operating | [6 empty] | New Castle | 39.7389 | -75.5038 | Map | Map | PJM
56609 | Calpine Mid-Atlantic Generation LLC | 593 | Edge Moor | IPP Non-CHP | DE | 5 |  | 446 | 450 | 450 | Natural Gas Steam Turbine | NG | ST | 8 | 1973 |  |  | (OP) Operating | [6 empty] | New Castle | 39.7389 | -75.5038 | Map | Map | PJM
9332 | Indian River Operations Inc | 594 | Indian River Generating Station | IPP Non-CHP | DE | 10 |  | 18.6 | 16.1 | 16.1 | Petroleum Liquids | DFO | GT | 6 | 1967 |  |  | (OP) Operating | [6 empty] | Sussex | 38.5857 | -75.2341 | Map | Map | PJM
9332 | Indian River Operations Inc | 594 | Indian River Generating Station | IPP Non-CHP | DE | 4 |  | 445.5 | 410 | 410 | Conventional Steam Coal | BIT | ST | 10 | 1980 |  |  | (OP) Operating | [6 empty] | Sussex | 38.5857 | -75.2341 | Map | Map | PJM
54899 | NAES Corporation - (DE) | 599 | McKee Run | IPP Non-CHP | DE | 3 |  | 113.6 | 103.1 | 104.1 | Natural Gas Steam Turbine | NG | ST | 5 | 1975 |  |  | (OP) Operating | [6 empty] | Kent | 39.1762 | -75.5466 | Map | Map | PJM
56609 | Calpine Mid-Atlantic Generation LLC | 7153 | Hay Road | IPP Non-CHP | DE | HR1 | CC1 | 122 | 126 | 126 | Natural Gas Fired Combined Cycle | NG | CT | 7 | 1989 |  |  | (OP) Operating | [6 empty] | New Castle | 39.7436 | -75.5072 | Map | Map | PJM
56609 | Calpine Mid-Atlantic Generation LLC | 7153 | Hay Road | IPP Non-CHP | DE | HR2 | CC1 | 122 | 126 | 126 | Natural Gas Fired Combined Cycle | NG | CT | 5 | 1989 |  |  | (OP) Operating | [6 empty] | New Castle | 39.7436 | -75.5072 | Map | Map | PJM
56609 | Calpine Mid-Atlantic Generation LLC | 7153 | Hay Road | IPP Non-CHP | DE | HR3 | CC1 | 122 | 126 | 126 | Natural Gas Fired Combined Cycle | NG | CT | 5 | 1991 |  |  | (OP) Operating | [6 empty] | New Castle | 39.7436 | -75.5072 | Map | Map | PJM
56609 | Calpine Mid-Atlantic Generation LLC | 7153 | Hay Road | IPP Non-CHP | DE | HR4 | CC1 | 200 | 187 | 187 | Natural Gas Fired Combined Cycle | NG | CA | 5 | 1993 |  |  | (OP) Operating | [6 empty] | New Castle | 39.7436 | -75.5072 | Map | Map | PJM
56609 | Calpine Mid-Atlantic Generation LLC | 7153 | Hay Road | IPP Non-CHP | DE | HR5 | CC2 | 144 | 128 | 128 | Natural Gas Fired Combined Cycle | NG | CT | 6 | 2001 |  |  | (OP) Operating | [6 empty] | New Castle | 39.7436 | -75.5072 | Map | Map | PJM
56609 | Calpine Mid-Atlantic Generation LLC | 7153 | Hay Road | IPP Non-CHP | DE | HR6 | CC2 | 144 | 128 | 128 | Natural Gas Fired Combined Cycle | NG | CT | 7 | 2001 |  |  | (OP) Operating | [6 empty] | New Castle | 39.7436 | -75.5072 | Map | Map | PJM
56609 | Calpine Mid-Atlantic Generation LLC | 7153 | Hay Road | IPP Non-CHP | DE | HR7 | CC2 | 144 | 128 | 128 | Natural Gas Fired Combined Cycle | NG | CT | 7 | 2001 |  |  | (OP) Operating | [6 empty] | New Castle | 39.7436 | -75.5072 | Map | Map | PJM
56609 | Calpine Mid-Atlantic Generation LLC | 7153 | Hay Road | IPP Non-CHP | DE | HR8 | CC2 | 195 | 187 | 187 | Natural Gas Fired Combined Cycle | NG | CA | 7 | 2002 |  |  | (OP) Operating | [6 empty] | New Castle | 39.7436 | -75.5072 | Map | Map | PJM
54899 | NAES Corporation - (DE) | 7318 | Van Sant Station | IPP Non-CHP | DE | 1 |  | 45.1 | 45.2 | 48.7 | Natural Gas Fired Combustion Turbine | NG | GT | 5 | 1991 |  |  | (OP) Operating | [6 empty] | Kent | 39.145 | -75.5482 | Map | Map | PJM
5084 | Delaware Municipal Electric Corp | 7962 | Warren F Sam Beasley Generation Station | Electric Utility | DE | 001 |  | 45 | 48 | 48 | Natural Gas Fired Combustion Turbine | NG | GT | 4 | 2002 |  |  | (OP) Operating | [6 empty] | Kent | 39.2792 | -75.6239 | Map | Map | PJM
5084 | Delaware Municipal Electric Corp | 7962 | Warren F Sam Beasley Generation Station | Electric Utility | DE | 002 |  | 51 | 50 | 50 | Natural Gas Fired Combustion Turbine | NG | GT | 11 | 2012 |  |  | (OP) Operating | [6 empty] | Kent | 39.2792 | -75.6239 | Map | Map | PJM
7860 | NRG Energy Center Dover LLC | 10030 | NRG Energy Center Dover | IPP CHP | DE | COG1 | CC1 | 18 | 16 | 16 | Natural Gas Fired Combined Cycle | NG | CA | 5 | 1985 |  |  | (OP) Operating | [6 empty] | Kent | 39.1495 | -75.5473 | Map | Map | PJM
7860 | NRG Energy Center Dover LLC | 10030 | NRG Energy Center Dover | IPP CHP | DE | KD-1 | CC1 | 50 | 44 | 50 | Natural Gas Fired Combined Cycle | NG | CT | 6 | 2001 |  |  | (OP) Operating | [6 empty] | Kent | 39.1495 | -75.5473 | Map | Map | PJM
7860 | NRG Energy Center Dover LLC | 10030 | NRG Energy Center Dover | IPP CHP | DE | KD-2 |  | 50 | 44 | 50 | Natural Gas Fired Combustion Turbine | NG | GT | 6 | 2001 |  |  | (OP) Operating | [6 empty] | Kent | 39.1495 | -75.5473 | Map | Map | PJM
56605 | Delaware City Refining Company LLC | 52193 | Delaware City Plant | Industrial CHP | DE | CT1 |  | 92 | 65 | 72 | Natural Gas Fired Combustion Turbine | NG | GT | 5 | 2000 |  |  | (OP) Operating | [6 empty] | New Castle | 39.5871 | -75.6343 | Map | Map | PJM
56605 | Delaware City Refining Company LLC | 52193 | Delaware City Plant | Industrial CHP | DE | CT2 |  | 92 | 65 | 72 | Natural Gas Fired Combustion Turbine | NG | GT | 5 | 2000 |  |  | (OP) Operating | [6 empty] | New Castle | 39.5871 | -75.6343 | Map | Map | PJM
56605 | Delaware City Refining Company LLC | 52193 | Delaware City Plant | Industrial CHP | DE | G1 |  | 27.5 | 29.5 | 29.5 | Other Gases | OG | ST | 10 | 1956 |  |  | (OP) Operating | [6 empty] | New Castle | 39.5871 | -75.6343 | Map | Map | PJM
56605 | Delaware City Refining Company LLC | 52193 | Delaware City Plant | Industrial CHP | DE | G2 |  | 27.5 | 29.5 | 29.5 | Other Gases | OG | ST | 10 | 1956 |  |  | (OP) Operating | [6 empty] | New Castle | 39.5871 | -75.6343 | Map | Map | PJM
56605 | Delaware City Refining Company LLC | 52193 | Delaware City Plant | Industrial CHP | DE | G4 |  | 10 | 10 | 10 | Other Gases | OG | ST | 6 | 1982 |  |  | (OP) Operating | [6 empty] | New Castle | 39.5871 | -75.6343 | Map | Map | PJM
54815 | AMERESCO Delaware South | 56429 | Ameresco Delaware South | IPP Non-CHP | DE | 1 |  | 1 | 1 | 1 | Landfill Gas | LFG | IC | 12 | 2006 |  |  | (OP) Operating | [6 empty] | Sussex | 38.5992 | -75.4342 | Map | Map | PJM
54815 | AMERESCO Delaware South | 56429 | Ameresco Delaware South | IPP Non-CHP | DE | 2 |  | 1 | 1 | 1 | Landfill Gas | LFG | IC | 12 | 2006 |  |  | (OP) Operating | [6 empty] | Sussex | 38.5992 | -75.4342 | Map | Map | PJM
54815 | AMERESCO Delaware South | 56429 | Ameresco Delaware South | IPP Non-CHP | DE | 3 |  | 1 | 1 | 1 | Landfill Gas | LFG | IC | 12 | 2006 |  |  | (OP) Operating | [6 empty] | Sussex | 38.5992 | -75.4342 | Map | Map | PJM
54815 | AMERESCO Delaware South | 56429 | Ameresco Delaware South | IPP Non-CHP | DE | 4 |  | 1 | 1 | 1 | Landfill Gas | LFG | IC | 12 | 2006 |  |  | (OP) Operating | [6 empty] | Sussex | 38.5992 | -75.4342 | Map | Map | PJM
54815 | AMERESCO Delaware South | 56429 | Ameresco Delaware South | IPP Non-CHP | DE | 5 |  | 1 | 1 | 1 | Landfill Gas | LFG | IC | 5 | 2010 |  |  | (OP) Operating | [6 empty] | Sussex | 38.5992 | -75.4342 | Map | Map | PJM
54816 | AMERESCO Delaware Central | 56430 | Ameresco Delaware Central | IPP Non-CHP | DE | 1C |  | 1 | 1 | 1 | Landfill Gas | LFG | IC | 12 | 2006 |  |  | (OP) Operating | [6 empty] | Kent | 39.0339 | -75.7233 | Map | Map | PJM
54816 | AMERESCO Delaware Central | 56430 | Ameresco Delaware Central | IPP Non-CHP | DE | 2C |  | 1 | 1 | 1 | Landfill Gas | LFG | IC | 12 | 2006 |  |  | (OP) Operating | [6 empty] | Kent | 39.0339 | -75.7233 | Map | Map | PJM
54816 | AMERESCO Delaware Central | 56430 | Ameresco Delaware Central | IPP Non-CHP | DE | 3C |  | 1 | 1 | 1 | Landfill Gas | LFG | IC | 12 | 2006 |  |  | (OP) Operating | [6 empty] | Kent | 39.0339 | -75.7233 | Map | Map | PJM
54816 | AMERESCO Delaware Central | 56430 | Ameresco Delaware Central | IPP Non-CHP | DE | 4C |  | 1 | 1 | 1 | Landfill Gas | LFG | IC | 3 | 2014 |  |  | (OP) Operating | [6 empty] | Kent | 39.0339 | -75.7233 | Map | Map | PJM
54816 | AMERESCO Delaware Central | 56430 | Ameresco Delaware Central | IPP Non-CHP | DE | 5C |  | 1 | 1 | 1 | Landfill Gas | LFG | IC | 3 | 2014 |  |  | (OP) Operating | [6 empty] | Kent | 39.0339 | -75.7233 | Map | Map | PJM
56518 | First State Marine Wind | 57176 | University of Delaware Wind Turbine | Commercial Non-CHP | DE | FSMW |  | 2 | 2 | 2 | Onshore Wind Turbine | WND | WT | 7 | 2010 |  |  | (OP) Operating | [6 empty] | Sussex | 38.7829 | -75.1649 | Map | Map | PJM
56681 | Kent County Levy Court Dept of Pub Work | 57330 | Kent County Wastewater Treatment Solar | IPP Non-CHP | DE | 1 |  | 1.2 | 1.2 | 1.2 | Solar Photovoltaic | SUN | PV | 3 | 2011 |  |  | (OP) Operating | [6 empty] | Kent | 38.9931 | -75.4375 | Map | Map | PJM
56673 | White Oak Solar Energy LLC | 57337 | Dover Sun Park | IPP Non-CHP | DE | 1 |  | 10 | 10 | 10 | Solar Photovoltaic | SUN | PV | 7 | 2011 |  |  | (OP) Operating | [6 empty] | Kent | 39.1836 | -75.5044 | Map | Map | PJM
56691 | Garrison Energy Center LLC | 57349 | Garrison Energy Center LLC | IPP Non-CHP | DE | CTG1 | GEC1 | 235 | 193 | 200 | Natural Gas Fired Combined Cycle | NG | CT | 6 | 2015 |  |  | (OP) Operating | [6 empty] | Kent | 39.1872 | -75.4994 | Map | Map | PJM
56691 | Garrison Energy Center LLC | 57349 | Garrison Energy Center LLC | IPP Non-CHP | DE | STG2 | GEC1 | 126 | 123 | 124 | Natural Gas Fired Combined Cycle | NG | CA | 6 | 2015 |  |  | (OP) Operating | [6 empty] | Kent | 39.1872 | -75.4994 | Map | Map | PJM
57081 | WGL Energy Systems, Inc | 57772 | Perdue Bridgeville Photovoltaic | IPP Non-CHP | DE | BRID |  | 1.3 | 1.3 | 1.3 | Solar Photovoltaic | SUN | PV | 7 | 2011 |  |  | (OP) Operating | [6 empty] | Sussex | 38.7577 | -75.602 | Map | Map | PJM
57485 | Diamond State Generation Partners, LLC | 58110 | Brookside Newark | IPP Non-CHP | DE | BRK |  | 3.1 | 3 | 3 | Other Natural Gas | NG | FC | 6 | 2012 |  |  | (OP) Operating | [6 empty] | New Castle | 39.6689 | -75.7161 | Map | Map | PJM
58201 | Milford Solar LLC | 58228 | Milford Solar Farm | IPP Non-CHP | DE | GEN1 |  | 11.8 | 11.8 | 11.8 | Solar Photovoltaic | SUN | PV | 12 | 2012 |  |  | (OP) Operating | [6 empty] | Kent | 38.9231 | -75.4533 | Map | Map | PJM
57485 | Diamond State Generation Partners, LLC | 58433 | Red Lion Energy Center | IPP Non-CHP | DE | RED1 |  | 5.8 | 5.8 | 5.8 | Other Natural Gas | NG | FC | 12 | 2012 |  |  | (OP) Operating | [6 empty] | New Castle | 39.6101 | -75.6297 | Map | Map | PJM
57485 | Diamond State Generation Partners, LLC | 58433 | Red Lion Energy Center | IPP Non-CHP | DE | RED2 |  | 6.4 | 6.4 | 6.4 | Other Natural Gas | NG | FC | 6 | 2013 |  |  | (OP) Operating | [6 empty] | New Castle | 39.6101 | -75.6297 | Map | Map | PJM
57485 | Diamond State Generation Partners, LLC | 58433 | Red Lion Energy Center | IPP Non-CHP | DE | RED3 |  | 3.7 | 3.7 | 3.7 | Other Natural Gas | NG | FC | 8 | 2013 |  |  | (OP) Operating | [6 empty] | New Castle | 39.6101 | -75.6297 | Map | Map | PJM
57485 | Diamond State Generation Partners, LLC | 58433 | Red Lion Energy Center | IPP Non-CHP | DE | RED4 |  | 3.7 | 3.7 | 3.7 | Other Natural Gas | NG | FC | 9 | 2013 |  |  | (OP) Operating | [6 empty] | New Castle | 39.6101 | -75.6297 | Map | Map | PJM
57485 | Diamond State Generation Partners, LLC | 58433 | Red Lion Energy Center | IPP Non-CHP | DE | RED5 |  | 3.7 | 3.7 | 3.7 | Other Natural Gas | NG | FC | 10 | 2013 |  |  | (OP) Operating | [6 empty] | New Castle | 39.6101 | -75.6297 | Map | Map | PJM
57485 | Diamond State Generation Partners, LLC | 58433 | Red Lion Energy Center | IPP Non-CHP | DE | RED6 |  | 3.7 | 3.7 | 3.7 | Other Natural Gas | NG | FC | 11 | 2013 |  |  | (OP) Operating | [6 empty] | New Castle | 39.6101 | -75.6297 | Map | Map | PJM
5070 | Delaware Electric Cooperative | 58473 | Bruce A Henry Solar Farm | Electric Utility | DE | BHSF |  | 4 | 3.9 | 3 | Solar Photovoltaic | SUN | PV | 8 | 2013 |  |  | (OP) Operating | [6 empty] | Sussex | 38.664 | -75.4005 | Map | Map | PJM
59287 | Laurel Capital Partners | 59715 | DD Hay Road Solar 23 LLC | IPP Non-CHP | DE | PV1 |  | 1.2 | 1.2 | 1.2 | Solar Photovoltaic | SUN | PV | 5 | 2015 |  |  | (OP) Operating | [6 empty] | New Castle | 39.7367 | -75.5118 | Map | Map | PJM
59550 | Croda Inc. | 59783 | Croda Atlas Point CHP | Industrial CHP | DE | 91197 |  | 1.1 | 1.1 | 1.1 | Landfill Gas | LFG | IC | 8 | 2013 |  |  | (OP) Operating | [6 empty] | New Castle | 39.6933 | -75.5431 | Map | Map | PJM
59550 | Croda Inc. | 59783 | Croda Atlas Point CHP | Industrial CHP | DE | 91198 |  | 1.1 | 1.1 | 1.1 | Landfill Gas | LFG | IC | 8 | 2013 |  |  | (OP) Operating | [6 empty] | New Castle | 39.6933 | -75.5431 | Map | Map | PJM
59685 | JPMorgan Chase Bank | 59922 | South Campus Solar | Commercial Non-CHP | DE | GA500 |  | 0.5 | 0.5 | 0.5 | Solar Photovoltaic | SUN | PV | 8 | 2011 |  |  | (OP) Operating | [6 empty] | New Castle | 39.7815 | -75.5484 | Map | Map | PJM
59685 | JPMorgan Chase Bank | 59922 | South Campus Solar | Commercial Non-CHP | DE | SG333 |  | 0.3 | 0.3 | 0.3 | Solar Photovoltaic | SUN | PV | 8 | 2011 |  |  | (OP) Operating |  |  |  | 2018 | 7 | 0.4 | New Castle | 39.7815 | -75.5484 | Map | Map | PJM
59685 | JPMorgan Chase Bank | 59922 | South Campus Solar | Commercial Non-CHP | DE | SG500 |  | 0.5 | 0.5 | 0.5 | Solar Photovoltaic | SUN | PV | 8 | 2011 |  |  | (OP) Operating |  |  |  | 2018 | 7 | 0.8 | New Castle | 39.7815 | -75.5484 | Map | Map | PJM
60584 | Onyx Asset Services Group | 61206 | Onyx - Allen Harim | IPP Non-CHP | DE | 10021 |  | 1.2 | 1.2 | 1.2 | Solar Photovoltaic | SUN | PV | 4 | 2017 |  |  | (OP) Operating | [6 empty] | Sussex | 38.7175 | -75.2888 | Map | Map | PJM
56609 | Calpine Mid-Atlantic Generation LLC | 591 | Christiana | IPP Non-CHP | DE | CH11 |  | 26 | 25 | 25 | Petroleum Liquids | DFO | GT | 6 | 1973 |  |  | (SB) Standby/Backup: available for service but not normally used | [6 empty] | New Castle | 39.7302 | -75.5371 | Map | Map | PJM
56609 | Calpine Mid-Atlantic Generation LLC | 591 | Christiana | IPP Non-CHP | DE | CH14 |  | 26 | 25 | 25 | Petroleum Liquids | DFO | GT | 6 | 1973 |  |  | (SB) Standby/Backup: available for service but not normally used | [6 empty] | New Castle | 39.7302 | -75.5371 | Map | Map | PJM
56609 | Calpine Mid-Atlantic Generation LLC | 592 | Delaware City 10 | IPP Non-CHP | DE | DC10 |  | 18.5 | 18 | 18 | Petroleum Liquids | DFO | GT | 4 | 1968 |  |  | (SB) Standby/Backup: available for service but not normally used | [6 empty] | New Castle | 39.6004 | -75.6268 | Map | Map | PJM
56609 | Calpine Mid-Atlantic Generation LLC | 593 | Edge Moor | IPP Non-CHP | DE | 10 |  | 12.5 | 15 | 15 | Petroleum Liquids | DFO | GT | 6 | 1963 |  |  | (SB) Standby/Backup: available for service but not normally used | [6 empty] | New Castle | 39.7389 | -75.5038 | Map | Map | PJM
56609 | Calpine Mid-Atlantic Generation LLC | 597 | West Station (DE) | IPP Non-CHP | DE | WEST |  | 20 | 15 | 19 | Petroleum Liquids | DFO | GT | 6 | 1964 |  |  | (SB) Standby/Backup: available for service but not normally used | [6 empty] | New Castle | 39.7283 | -75.6289 | Map | Map | PJM
56605 | Delaware City Refining Company LLC | 52193 | Delaware City Plant | Industrial CHP | DE | G3 |  | 75 | 66 | 66 | Other Gases | OG | ST | 11 | 1961 |  |  | (SB) Standby/Backup: available for service but not normally used | [6 empty] | New Castle | 39.5871 | -75.6343 | Map | Map | PJM
56401 | NAEA Energy Massachusetts LLC | 1634 | Gardners Falls | IPP Non-CHP | MA | GF2 |  | 0.4 | 0.4 | 0.4 | Conventional Hydroelectric | WAT | HY | 1 | 1964 |  |  | (OA) Out of service but expected to return to service in next calendar year | [6 empty] | Franklin | 42.5914 | -72.7308 | Map | Map | ISNE
56401 | NAEA Energy Massachusetts LLC | 1634 | Gardners Falls | IPP Non-CHP | MA | GF3 |  | 0.9 | 0.9 | 0.8 | Conventional Hydroelectric | WAT | HY | 1 | 1914 |  |  | (OA) Out of service but expected to return to service in next calendar year | [6 empty] | Franklin | 42.5914 | -72.7308 | Map | Map | ISNE
56401 | NAEA Energy Massachusetts LLC | 1634 | Gardners Falls | IPP Non-CHP | MA | GF4 |  | 0.9 | 0.9 | 0.8 | Conventional Hydroelectric | WAT | HY | 1 | 1914 |  |  | (OA) Out of service but expected to return to service in next calendar year | [6 empty] | Franklin | 42.5914 | -72.7308 | Map | Map | ISNE
56401 | NAEA Energy Massachusetts LLC | 1634 | Gardners Falls | IPP Non-CHP | MA | GF5 |  | 1.3 | 1.6 | 1.6 | Conventional Hydroelectric | WAT | HY | 1 | 1925 |  |  | (OA) Out of service but expected to return to service in next calendar year | [6 empty] | Franklin | 42.5914 | -72.7308 | Map | Map | ISNE
58185 | FirstLight Power Resources, Inc. - MA | 547 | Northfield Mountain | IPP Non-CHP | MA | 1 |  | 235 | 292 | 292 | Hydroelectric Pumped Storage | WAT | PS | 2 | 1973 |  |  | (OP) Operating | [6 empty] | Franklin | 42.6107 | -72.4716 | Map | Map | ISNE
58185 | FirstLight Power Resources, Inc. - MA | 547 | Northfield Mountain | IPP Non-CHP | MA | 2 |  | 235 | 292 | 292 | Hydroelectric Pumped Storage | WAT | PS | 10 | 1973 |  |  | (OP) Operating | [6 empty] | Franklin | 42.6107 | -72.4716 | Map | Map | ISNE
58185 | FirstLight Power Resources, Inc. - MA | 547 | Northfield Mountain | IPP Non-CHP | MA | 3 |  | 235 | 292 | 292 | Hydroelectric Pumped Storage | WAT | PS | 7 | 1973 |  |  | (OP) Operating | [6 empty] | Franklin | 42.6107 | -72.4716 | Map | Map | ISNE
58185 | FirstLight Power Resources, Inc. - MA | 547 | Northfield Mountain | IPP Non-CHP | MA | 4 |  | 235 | 292 | 292 | Hydroelectric Pumped Storage | WAT | PS | 11 | 1972 |  |  | (OP) Operating | [6 empty] | Franklin | 42.6107 | -72.4716 | Map | Map | ISNE
6035 | Exelon Power | 1586 | Exelon Framingham LLC | IPP Non-CHP | MA | GT1 |  | 14.2 | 10.1 | 14.2 | Petroleum Liquids | DFO | GT | 3 | 1970 |  |  | (OP) Operating | [6 empty] | Norfolk | 42.2672 | -71.3983 | Map | Map | ISNE
6035 | Exelon Power | 1586 | Exelon Framingham LLC | IPP Non-CHP | MA | GT2 |  | 14.2 | 10.3 | 15.7 | Petroleum Liquids | DFO | GT | 9 | 1969 |  |  | (OP) Operating | [6 empty] | Norfolk | 42.2672 | -71.3983 | Map | Map | ISNE
6035 | Exelon Power | 1586 | Exelon Framingham LLC | IPP Non-CHP | MA | GT3 |  | 14.2 | 11 | 15.3 | Petroleum Liquids | DFO | GT | 9 | 1969 |  |  | (OP) Operating | [6 empty] | Norfolk | 42.2672 | -71.3983 | Map | Map | ISNE
49965 | Constellation Mystic Power LLC | 1588 | Mystic Generating Station | IPP Non-CHP | MA | 7 |  | 617 | 570.8 | 559.8 | Petroleum Liquids | RFO | ST | 6 | 1975 |  |  | (OP) Operating | [6 empty] | Middlesex | 42.3908 | -71.0675 | Map | Map | ISNE
49965 | Constellation Mystic Power LLC | 1588 | Mystic Generating Station | IPP Non-CHP | MA | GT81 | G941 | 278.6 | 224.6 | 268.7 | Natural Gas Fired Combined Cycle | NG | CT | 4 | 2003 |  |  | (OP) Operating | [6 empty] | Middlesex | 42.3908 | -71.0675 | Map | Map | ISNE
49965 | Constellation Mystic Power LLC | 1588 | Mystic Generating Station | IPP Non-CHP | MA | GT82 | G941 | 278.6 | 226.7 | 271.2 | Natural Gas Fired Combined Cycle | NG | CT | 4 | 2003 |  |  | (OP) Operating | [6 empty] | Middlesex | 42.3908 | -71.0675 | Map | Map | ISNE
49965 | Constellation Mystic Power LLC | 1588 | Mystic Generating Station | IPP Non-CHP | MA | GT93 | G942 | 278.6 | 227.9 | 274.1 | Natural Gas Fired Combined Cycle | NG | CT | 6 | 2003 |  |  | (OP) Operating | [6 empty] | Middlesex | 42.3908 | -71.0675 | Map | Map | ISNE
49965 | Constellation Mystic Power LLC | 1588 | Mystic Generating Station | IPP Non-CHP | MA | GT94 | G942 | 278.6 | 230.1 | 276.7 | Natural Gas Fired Combined Cycle | NG | CT | 6 | 2003 |  |  | (OP) Operating | [6 empty] | Middlesex | 42.3908 | -71.0675 | Map | Map | ISNE
49965 | Constellation Mystic Power LLC | 1588 | Mystic Generating Station | IPP Non-CHP | MA | ST85 | G941 | 315 | 252.1 | 301.6 | Natural Gas Fired Combined Cycle | NG | CA | 4 | 2003 |  |  | (OP) Operating | [6 empty] | Middlesex | 42.3908 | -71.0675 | Map | Map | ISNE
49965 | Constellation Mystic Power LLC | 1588 | Mystic Generating Station | IPP Non-CHP | MA | ST96 | G942 | 315 | 255.9 | 307.7 | Natural Gas Fired Combined Cycle | NG | CA | 6 | 2003 |  |  | (OP) Operating | [6 empty] | Middlesex | 42.3908 | -71.0675 | Map | Map | ISNE
29926 | Entergy Nuclear Generation Co | 1590 | Pilgrim Nuclear Power Station | IPP Non-CHP | MA | 1 |  | 670 | 677.2 | 683.4 | Nuclear | NUC | ST | 12 | 1972 | 5 | 2019 | (OP) Operating | [6 empty] | Plymouth | 41.9438 | -70.578 | Map | Map | ISNE
6035 | Exelon Power | 1592 | Exelon Medway LLC | IPP Non-CHP | MA | GT1 |  | 45 | 41.2 | 61.8 | Petroleum Liquids | DFO | GT | 7 | 1970 |  |  | (OP) Operating | [6 empty] | Norfolk | 42.14 | -71.4464 | Map | Map | ISNE
6035 | Exelon Power | 1592 | Exelon Medway LLC | IPP Non-CHP | MA | GT2 |  | 45 | 39.8 | 61.6 | Petroleum Liquids | DFO | GT | 3 | 1971 |  |  | (OP) Operating | [6 empty] | Norfolk | 42.14 | -71.4464 | Map | Map | ISNE
6035 | Exelon Power | 1592 | Exelon Medway LLC | IPP Non-CHP | MA | GT3 |  | 45 | 42 | 60.7 | Petroleum Liquids | DFO | GT | 7 | 1970 |  |  | (OP) Operating | [6 empty] | Norfolk | 42.14 | -71.4464 | Map | Map | ISNE
59528 | Veolia - Kendall Green Energy | 1595 | Kendall Square Station | IPP CHP | MA | 3 | CC1 | 27.2 | 20.4 | 20.4 | Natural Gas Fired Combined Cycle | NG | CA | 8 | 1958 |  |  | (OP) Operating | [6 empty] | Middlesex | 42.3633 | -71.0792 | Map | Map | ISNE
59528 | Veolia - Kendall Green Energy | 1595 | Kendall Square Station | IPP CHP | MA | GEN4 | CC1 | 186.2 | 171 | 187.4 | Natural Gas Fired Combined Cycle | NG | CT | 12 | 2002 |  |  | (OP) Operating | [6 empty] | Middlesex | 42.3633 | -71.0792 | Map | Map | ISNE
59528 | Veolia - Kendall Green Energy | 1595 | Kendall Square Station | IPP CHP | MA | JET1 |  | 20 | 18 | 23 | Petroleum Liquids | DFO | GT | 9 | 1970 |  |  | (OP) Operating | [6 empty] | Middlesex | 42.3633 | -71.0792 | Map | Map | ISNE
21461 | NRG Canal LLC | 1597 | Oak Bluffs Diesel Generating Facility | IPP Non-CHP | MA | UN1 |  | 2.7 | 2.8 | 2.8 | Petroleum Liquids | DFO | IC | 1 | 1969 |  |  | (OP) Operating | [6 empty] | Dukes | 41.4258 | -70.6083 | Map | Map | ISNE
21461 | NRG Canal LLC | 1597 | Oak Bluffs Diesel Generating Facility | IPP Non-CHP | MA | UN2 |  | 2.7 | 2.8 | 2.8 | Petroleum Liquids | DFO | IC | 1 | 1969 |  |  | (OP) Operating | [6 empty] | Dukes | 41.4258 | -70.6083 | Map | Map | ISNE
21461 | NRG Canal LLC | 1597 | Oak Bluffs Diesel Generating Facility | IPP Non-CHP | MA | UN3 |  | 2.7 | 2.8 | 2.8 | Petroleum Liquids | DFO | IC | 1 | 1972 |  |  | (OP) Operating | [6 empty] | Dukes | 41.4258 | -70.6083 | Map | Map | ISNE
21461 | NRG Canal LLC | 1599 | Canal | IPP Non-CHP | MA | 1 |  | 585 | 560 | 567 | Petroleum Liquids | RFO | ST | 6 | 1968 |  |  | (OP) Operating | [6 empty] | Barnstable | 41.7694 | -70.5097 | Map | Map | ISNE
21461 | NRG Canal LLC | 1599 | Canal | IPP Non-CHP | MA | 2 |  | 580 | 553 | 562 | Petroleum Liquids | RFO | ST | 1 | 1976 |  |  | (OP) Operating | [6 empty] | Barnstable | 41.7694 | -70.5097 | Map | Map | ISNE
8776 | City of Holyoke Gas and Electric Dept. | 1603 | Boatlock | Electric Utility | MA | 1 |  | 0.7 | 0.7 | 0.7 | Conventional Hydroelectric | WAT | HY | 1 | 1921 |  |  | (OP) Operating | [6 empty] | Hampden | 42.2086 | -72.6014 | Map | Map | ISNE
8776 | City of Holyoke Gas and Electric Dept. | 1603 | Boatlock | Electric Utility | MA | 2 |  | 1.2 | 1.5 | 1.5 | Conventional Hydroelectric | WAT | HY | 1 | 1924 |  |  | (OP) Operating | [6 empty] | Hampden | 42.2086 | -72.6014 | Map | Map | ISNE
8776 | City of Holyoke Gas and Electric Dept. | 1603 | Boatlock | Electric Utility | MA | 3 |  | 1.2 | 1.2 | 1.2 | Conventional Hydroelectric | WAT | HY | 1 | 1924 |  |  | (OP) Operating | [6 empty] | Hampden | 42.2086 | -72.6014 | Map | Map | ISNE
8776 | City of Holyoke Gas and Electric Dept. | 1604 | Chemical | Electric Utility | MA | 1 |  | 0.8 | 0.8 | 0.8 | Conventional Hydroelectric | WAT | HY | 1 | 1935 |  |  | (OP) Operating | [6 empty] | Hampden | 42.1919 | -72.6097 | Map | Map | ISNE
8776 | City of Holyoke Gas and Electric Dept. | 1604 | Chemical | Electric Utility | MA | 2 |  | 0.8 | 0.8 | 0.8 | Conventional Hydroelectric | WAT | HY | 1 | 1935 |  |  | (OP) Operating | [6 empty] | Hampden | 42.1919 | -72.6097 | Map | Map | ISNE
8776 | City of Holyoke Gas and Electric Dept. | 1605 | Hadley Falls | Electric Utility | MA | 1 |  | 17.6 | 18.1 | 18.1 | Conventional Hydroelectric | WAT | HY | 1 | 1952 |  |  | (OP) Operating | [6 empty] | Hampden | 42.2119 | -72.6036 | Map | Map | ISNE
8776 | City of Holyoke Gas and Electric Dept. | 1605 | Hadley Falls | Electric Utility | MA | 2 |  | 15.8 | 15 | 15 | Conventional Hydroelectric | WAT | HY | 11 | 1983 |  |  | (OP) Operating | [6 empty] | Hampden | 42.2119 | -72.6036 | Map | Map | ISNE
8776 | City of Holyoke Gas and Electric Dept. | 1607 | Riverside Holyoke | Electric Utility | MA | 4 |  | 0.8 | 0.8 | 0.8 | Conventional Hydroelectric | WAT | HY | 1 | 1906 |  |  | (OP) Operating | [6 empty] | Hampden | 42.2006 | -72.5944 | Map | Map | ISNE
8776 | City of Holyoke Gas and Electric Dept. | 1607 | Riverside Holyoke | Electric Utility | MA | 5 |  | 0.6 | 0.6 | 0.6 | Conventional Hydroelectric | WAT | HY | 1 | 1906 |  |  | (OP) Operating | [6 empty] | Hampden | 42.2006 | -72.5944 | Map | Map | ISNE
8776 | City of Holyoke Gas and Electric Dept. | 1607 | Riverside Holyoke | Electric Utility | MA | 7 |  | 1.5 | 1.5 | 1.5 | Conventional Hydroelectric | WAT | HY | 1 | 1922 |  |  | (OP) Operating | [6 empty] | Hampden | 42.2006 | -72.5944 | Map | Map | ISNE
8776 | City of Holyoke Gas and Electric Dept. | 1607 | Riverside Holyoke | Electric Utility | MA | 8 |  | 4 | 4 | 4 | Conventional Hydroelectric | WAT | HY | 1 | 1931 |  |  | (OP) Operating | [6 empty] | Hampden | 42.2006 | -72.5944 | Map | Map | ISNE
61122 | Great River Hydro, LLC | 1620 | Deerfield 5 | IPP Non-CHP | MA | GEN1 |  | 17.5 | 13.9 | 13.9 | Conventional Hydroelectric | WAT | HY | 10 | 1974 |  |  | (OP) Operating | [6 empty] | Berkshire | 42.6912 | -72.9561 | Map | Map | ISNE
58185 | FirstLight Power Resources, Inc. - MA | 1629 | Cabot | IPP Non-CHP | MA | 1 |  | 10.3 | 10.3 | 10.3 | Conventional Hydroelectric | WAT | HY | 1 | 1915 |  |  | (OP) Operating | [6 empty] | Franklin | 42.5875 | -72.5793 | Map | Map | ISNE
58185 | FirstLight Power Resources, Inc. - MA | 1629 | Cabot | IPP Non-CHP | MA | 2 |  | 10.3 | 10.3 | 10.3 | Conventional Hydroelectric | WAT | HY | 1 | 1915 |  |  | (OP) Operating | [6 empty] | Franklin | 42.5875 | -72.5793 | Map | Map | ISNE
58185 | FirstLight Power Resources, Inc. - MA | 1629 | Cabot | IPP Non-CHP | MA | 3 |  | 10.3 | 10.3 | 10.3 | Conventional Hydroelectric | WAT | HY | 1 | 1916 |  |  | (OP) Operating | [6 empty] | Franklin | 42.5875 | -72.5793 | Map | Map | ISNE
58185 | FirstLight Power Resources, Inc. - MA | 1629 | Cabot | IPP Non-CHP | MA | 4 |  | 10.3 | 10.3 | 10.3 | Conventional Hydroelectric | WAT | HY | 1 | 1916 |  |  | (OP) Operating | [6 empty] | Franklin | 42.5875 | -72.5793 | Map | Map | ISNE
58185 | FirstLight Power Resources, Inc. - MA | 1629 | Cabot | IPP Non-CHP | MA | 5 |  | 10.3 | 10.3 | 10.3 | Conventional Hydroelectric | WAT | HY | 1 | 1917 |  |  | (OP) Operating | [6 empty] | Franklin | 42.5875 | -72.5793 | Map | Map | ISNE
58185 | FirstLight Power Resources, Inc. - MA | 1629 | Cabot | IPP Non-CHP | MA | 6 |  | 10.3 | 10.3 | 10.3 | Conventional Hydroelectric | WAT | HY | 1 | 1917 |  |  | (OP) Operating | [6 empty] | Franklin | 42.5875 | -72.5793 | Map | Map | ISNE
8776 | City of Holyoke Gas and Electric Dept. | 1630 | Cobble Mountain | Electric Utility | MA | 1 |  | 13 | 12.9 | 13 | Conventional Hydroelectric | WAT | HY | 1 | 1930 |  |  | (OP) Operating | [6 empty] | Hampden | 42.1171 | -72.8647 | Map | Map | ISNE
8776 | City of Holyoke Gas and Electric Dept. | 1630 | Cobble Mountain | Electric Utility | MA | 2 |  | 7 | 6.8 | 6.9 | Conventional Hydroelectric | WAT | HY | 1 | 1930 |  |  | (OP) Operating | [6 empty] | Hampden | 42.1171 | -72.8647 | Map | Map | ISNE
8776 | City of Holyoke Gas and Electric Dept. | 1630 | Cobble Mountain | Electric Utility | MA | 3 |  | 13 | 12.9 | 13 | Conventional Hydroelectric | WAT | HY | 1 | 1930 |  |  | (OP) Operating | [6 empty] | Hampden | 42.1171 | -72.8647 | Map | Map | ISNE
56401 | NAEA Energy Massachusetts LLC | 1631 | Doreen | IPP Non-CHP | MA | DORE |  | 21.1 | 15.8 | 20.7 | Petroleum Liquids | KER | GT | 7 | 1969 |  |  | (OP) Operating | [6 empty] | Berkshire | 42.4433 | -73.2058 | Map | Map | ISNE
56401 | NAEA Energy Massachusetts LLC | 1637 | Putts Bridge | IPP Non-CHP | MA | PB2 |  | 1.6 | 1.8 | 2.1 | Conventional Hydroelectric | WAT | HY | 1 | 1918 |  |  | (OP) Operating | [6 empty] | Hampden | 42.1579 | -72.4864 | Map | Map | ISNE
56401 | NAEA Energy Massachusetts LLC | 1637 | Putts Bridge | IPP Non-CHP | MA | PB3 |  | 1.6 | 1.8 | 2.1 | Conventional Hydroelectric | WAT | HY | 1 | 1918 |  |  | (OP) Operating | [6 empty] | Hampden | 42.1579 | -72.4864 | Map | Map | ISNE
56401 | NAEA Energy Massachusetts LLC | 1638 | Redbridge | IPP Non-CHP | MA | RB3 |  | 1.8 | 1.7 | 1.7 | Conventional Hydroelectric | WAT | HY | 1 | 1934 |  |  | (OP) Operating | [6 empty] | Hampden | 42.176 | -72.4095 | Map | Map | ISNE
56401 | NAEA Energy Massachusetts LLC | 1638 | Redbridge | IPP Non-CHP | MA | RB4 |  | 1.8 | 2.3 | 2.3 | Conventional Hydroelectric | WAT | HY | 1 | 1926 |  |  | (OP) Operating | [6 empty] | Hampden | 42.176 | -72.4095 | Map | Map | ISNE
56401 | NAEA Energy Massachusetts LLC | 1642 | Essential Power Massachusetts LLC | IPP Non-CHP | MA | 3 |  | 113.6 | 94.3 | 100.1 | Natural Gas Steam Turbine | NG | ST | 1 | 1957 |  |  | (OP) Operating | [6 empty] | Hampden | 42.095 | -72.595 | Map | Map | ISNE
56401 | NAEA Energy Massachusetts LLC | 1642 | Essential Power Massachusetts LLC | IPP Non-CHP | MA | GT-1 |  | 60 | 39.1 | 48 | Natural Gas Fired Combustion Turbine | NG | GT | 4 | 2002 |  |  | (OP) Operating | [6 empty] | Hampden | 42.095 | -72.595 | Map | Map | ISNE
56401 | NAEA Energy Massachusetts LLC | 1642 | Essential Power Massachusetts LLC | IPP Non-CHP | MA | GT-2 |  | 60 | 39.7 | 48 | Natural Gas Fired Combustion Turbine | NG | GT | 4 | 2002 |  |  | (OP) Operating | [6 empty] | Hampden | 42.095 | -72.595 | Map | Map | ISNE
56401 | NAEA Energy Massachusetts LLC | 1642 | Essential Power Massachusetts LLC | IPP Non-CHP | MA | WS10 |  | 17 | 16.6 | 21.9 | Petroleum Liquids | KER | GT | 1 | 1968 |  |  | (OP) Operating | [6 empty] | Hampden | 42.095 | -72.595 | Map | Map | ISNE
56401 | NAEA Energy Massachusetts LLC | 1643 | Woodland Road | IPP Non-CHP | MA | WOOD |  | 20.4 | 15.8 | 20.6 | Petroleum Liquids | KER | GT | 1 | 1969 |  |  | (OP) Operating | [6 empty] | Berkshire | 42.3362 | -73.2355 | Map | Map | ISNE
2144 | Town of Braintree - (MA) | 1660 | Potter Station 2 | Electric Utility | MA | CC2 | POT2 | 76 | 62.6 | 77.6 | Natural Gas Fired Combined Cycle | NG | CT | 4 | 1977 |  |  | (OP) Operating | [6 empty] | Norfolk | 42.235 | -70.9672 | Map | Map | ISNE
2144 | Town of Braintree - (MA) | 1660 | Potter Station 2 | Electric Utility | MA | CC3 | POT2 | 25 | 15.5 | 18.5 | Natural Gas Fired Combined Cycle | NG | CA | 4 | 1977 |  |  | (OP) Operating | [6 empty] | Norfolk | 42.235 | -70.9672 | Map | Map | ISNE
2144 | Town of Braintree - (MA) | 1660 | Potter Station 2 | Electric Utility | MA | WAT1 |  | 58 | 52.6 | 57.4 | Natural Gas Fired Combustion Turbine | NG | GT | 7 | 2009 |  |  | (OP) Operating | [6 empty] | Norfolk | 42.235 | -70.9672 | Map | Map | ISNE
2144 | Town of Braintree - (MA) | 1660 | Potter Station 2 | Electric Utility | MA | WAT2 |  | 58 | 52.6 | 57.4 | Natural Gas Fired Combustion Turbine | NG | GT | 7 | 2009 |  |  | (OP) Operating | [6 empty] | Norfolk | 42.235 | -70.9672 | Map | Map | ISNE
9442 | Town of Ipswich - (MA) | 1670 | High Street Station | Electric Utility | MA | 10 |  | 1.2 | 1.2 | 1.3 | Natural Gas Internal Combustion Engine | NG | IC | 4 | 1984 |  |  | (OP) Operating | [6 empty] | Essex | 42.6986 | -70.8697 | Map | Map | ISNE
9442 | Town of Ipswich - (MA) | 1670 | High Street Station | Electric Utility | MA | 11 |  | 1.2 | 1.2 | 1.1 | Natural Gas Internal Combustion Engine | NG | IC | 9 | 1982 |  |  | (OP) Operating | [6 empty] | Essex | 42.6986 | -70.8697 | Map | Map | ISNE
9442 | Town of Ipswich - (MA) | 1670 | High Street Station | Electric Utility | MA | 12 |  | 1.2 | 1.2 | 1.3 | Natural Gas Internal Combustion Engine | NG | IC | 8 | 1983 |  |  | (OP) Operating | [6 empty] | Essex | 42.6986 | -70.8697 | Map | Map | ISNE
9442 | Town of Ipswich - (MA) | 1670 | High Street Station | Electric Utility | MA | 2 |  | 1.3 | 1.3 | 1.3 | Natural Gas Internal Combustion Engine | NG | IC | 8 | 1954 |  |  | (OP) Operating | [6 empty] | Essex | 42.6986 | -70.8697 | Map | Map | ISNE
9442 | Town of Ipswich - (MA) | 1670 | High Street Station | Electric Utility | MA | 6 |  | 1.1 | 1.2 | 1.2 | Natural Gas Internal Combustion Engine | NG | IC | 7 | 1951 |  |  | (OP) Operating | [6 empty] | Essex | 42.6986 | -70.8697 | Map | Map | ISNE
9442 | Town of Ipswich - (MA) | 1670 | High Street Station | Electric Utility | MA | 7 |  | 1.3 | 1.3 | 1.4 | Petroleum Liquids | DFO | IC | 9 | 1956 |  |  | (OP) Operating | [6 empty] | Essex | 42.6986 | -70.8697 | Map | Map | ISNE
9442 | Town of Ipswich - (MA) | 1670 | High Street Station | Electric Utility | MA | 9 |  | 1.3 | 1.3 | 1.3 | Natural Gas Internal Combustion Engine | NG | IC | 10 | 1961 |  |  | (OP) Operating | [6 empty] | Essex | 42.6986 | -70.8697 | Map | Map | ISNE
14605 | City of Peabody - (MA) | 1678 | Waters River | Electric Utility | MA | 1 |  | 21.3 | 16.1 | 22.1 | Natural Gas Fired Combustion Turbine | NG | GT | 12 | 1971 |  |  | (OP) Operating | [6 empty] | Essex | 42.5429 | -70.9283 | Map | Map | ISNE
14605 | City of Peabody - (MA) | 1678 | Waters River | Electric Utility | MA | 2 |  | 43.6 | 30.5 | 45.8 | Natural Gas Fired Combustion Turbine | NG | GT | 11 | 1990 |  |  | (OP) Operating | [6 empty] | Essex | 42.5429 | -70.9283 | Map | Map | ISNE
18488 | City of Taunton | 1682 | Cleary Flood | Electric Utility | MA | 8 |  | 28.3 | 26 | 26.5 | Petroleum Liquids | RFO | ST | 6 | 1966 |  |  | (OP) Operating | [6 empty] | Bristol | 41.8653 | -71.1061 | Map | Map | ISNE
18488 | City of Taunton | 1682 | Cleary Flood | Electric Utility | MA | 9A | CC1 | 23 | 18 | 21.4 | Natural Gas Fired Combined Cycle | NG | CT | 10 | 1976 |  |  | (OP) Operating | [6 empty] | Bristol | 41.8653 | -71.1061 | Map | Map | ISNE
18488 | City of Taunton | 1682 | Cleary Flood | Electric Utility | MA | CA9 | CC1 | 95 | 87 | 85 | Natural Gas Fired Combined Cycle | NG | CA | 12 | 1975 |  |  | (OP) Operating | [6 empty] | Bristol | 41.8653 | -71.1061 | Map | Map | ISNE
61122 | Great River Hydro, LLC | 6012 | Sherman | IPP Non-CHP | MA | GEN1 |  | 7.2 | 6.1 | 6.2 | Conventional Hydroelectric | WAT | HY | 12 | 1926 |  |  | (OP) Operating | [6 empty] | Franklin | 42.7297 | -72.9303 | Map | Map | ISNE
61122 | Great River Hydro, LLC | 6047 | Deerfield 2 | IPP Non-CHP | MA | GEN1 |  | 1.6 | 2.2 | 2.2 | Conventional Hydroelectric | WAT | HY | 8 | 1913 |  |  | (OP) Operating | [6 empty] | Franklin | 42.5731 | -72.7073 | Map | Map | ISNE
61122 | Great River Hydro, LLC | 6047 | Deerfield 2 | IPP Non-CHP | MA | GEN2 |  | 1.6 | 2.2 | 2.2 | Conventional Hydroelectric | WAT | HY | 8 | 1913 |  |  | (OP) Operating | [6 empty] | Franklin | 42.5731 | -72.7073 | Map | Map | ISNE
61122 | Great River Hydro, LLC | 6047 | Deerfield 2 | IPP Non-CHP | MA | GEN3 |  | 1.6 | 2.2 | 2.2 | Conventional Hydroelectric | WAT | HY | 8 | 1913 |  |  | (OP) Operating | [6 empty] | Franklin | 42.5731 | -72.7073 | Map | Map | ISNE
21461 | NRG Canal LLC | 6049 | West Tisbury Generating Facility | IPP Non-CHP | MA | UN1 |  | 2.7 | 2.8 | 2.8 | Petroleum Liquids | DFO | IC | 1 | 1975 |  |  | (OP) Operating | [6 empty] | Dukes | 41.3925 | -70.6201 | Map | Map | ISNE
21461 | NRG Canal LLC | 6049 | West Tisbury Generating Facility | IPP Non-CHP | MA | UN2 |  | 2.7 | 2.8 | 2.8 | Petroleum Liquids | DFO | IC | 1 | 1975 |  |  | (OP) Operating | [6 empty] | Dukes | 41.3925 | -70.6201 | Map | Map | ISNE
11806 | Massachusetts Mun Wholes Electric Co | 6081 | Stony Brook | Electric Utility | MA | 1 |  | 85 | 65 | 85 | Petroleum Liquids | DFO | GT | 11 | 1982 |  |  | (OP) Operating | [6 empty] | Hampden | 42.1978 | -72.5106 | Map | Map | ISNE
11806 | Massachusetts Mun Wholes Electric Co | 6081 | Stony Brook | Electric Utility | MA | 2 |  | 85 | 65 | 85 | Petroleum Liquids | DFO | GT | 11 | 1982 |  |  | (OP) Operating | [6 empty] | Hampden | 42.1978 | -72.5106 | Map | Map | ISNE
11806 | Massachusetts Mun Wholes Electric Co | 6081 | Stony Brook | Electric Utility | MA | CA1 | CC1 | 105 | 96 | 105 | Petroleum Liquids | DFO | CA | 11 | 1981 |  |  | (OP) Operating | [6 empty] | Hampden | 42.1978 | -72.5106 | Map | Map | ISNE
11806 | Massachusetts Mun Wholes Electric Co | 6081 | Stony Brook | Electric Utility | MA | CT1 | CC1 | 85 | 69.7 | 87 | Petroleum Liquids | DFO | CT | 11 | 1981 |  |  | (OP) Operating | [6 empty] | Hampden | 42.1978 | -72.5106 | Map | Map | ISNE
11806 | Massachusetts Mun Wholes Electric Co | 6081 | Stony Brook | Electric Utility | MA | CT2 | CC1 | 85 | 69.7 | 87 | Petroleum Liquids | DFO | CT | 11 | 1981 |  |  | (OP) Operating | [6 empty] | Hampden | 42.1978 | -72.5106 | Map | Map | ISNE
11806 | Massachusetts Mun Wholes Electric Co | 6081 | Stony Brook | Electric Utility | MA | CT3 | CC1 | 85 | 69.7 | 87 | Petroleum Liquids | DFO | CT | 11 | 1981 |  |  | (OP) Operating | [6 empty] | Hampden | 42.1978 | -72.5106 | Map | Map | ISNE
11806 | Massachusetts Mun Wholes Electric Co | 6081 | Stony Brook | Electric Utility | MA | EDSI |  | 0.6 | 0.6 | 0.6 | Petroleum Liquids | DFO | IC | 11 | 1981 |  |  | (OP) Operating | [6 empty] | Hampden | 42.1978 | -72.5106 | Map | Map | ISNE
61122 | Great River Hydro, LLC | 6083 | Deerfield 3 | IPP Non-CHP | MA | GEN1 |  | 1.6 | 2 | 2 | Conventional Hydroelectric | WAT | HY | 8 | 1912 |  |  | (OP) Operating | [6 empty] | Franklin | 42.5995 | -72.7335 | Map | Map | ISNE
61122 | Great River Hydro, LLC | 6083 | Deerfield 3 | IPP Non-CHP | MA | GEN2 |  | 1.6 | 2 | 2 | Conventional Hydroelectric | WAT | HY | 8 | 1912 |  |  | (OP) Operating | [6 empty] | Franklin | 42.5995 | -72.7335 | Map | Map | ISNE
61122 | Great River Hydro, LLC | 6083 | Deerfield 3 | IPP Non-CHP | MA | GEN3 |  | 1.6 | 2 | 2 | Conventional Hydroelectric | WAT | HY | 8 | 1912 |  |  | (OP) Operating | [6 empty] | Franklin | 42.5995 | -72.7335 | Map | Map | ISNE
61122 | Great River Hydro, LLC | 6119 | Deerfield 4 | IPP Non-CHP | MA | GEN1 |  | 1.6 | 2 | 2 | Conventional Hydroelectric | WAT | HY | 8 | 1912 |  |  | (OP) Operating | [6 empty] | Franklin | 42.6198 | -72.7376 | Map | Map | ISNE
61122 | Great River Hydro, LLC | 6119 | Deerfield 4 | IPP Non-CHP | MA | GEN2 |  | 1.6 | 2 | 2 | Conventional Hydroelectric | WAT | HY | 8 | 1912 |  |  | (OP) Operating | [6 empty] | Franklin | 42.6198 | -72.7376 | Map | Map | ISNE
61122 | Great River Hydro, LLC | 6119 | Deerfield 4 | IPP Non-CHP | MA | GEN3 |  | 1.6 | 2 | 2 | Conventional Hydroelectric | WAT | HY | 8 | 1912 |  |  | (OP) Operating | [6 empty] | Franklin | 42.6198 | -72.7376 | Map | Map | ISNE
17127 | Town of Shrewsbury - (MA) | 6125 | Shrewsbury | Electric Utility | MA | 1 |  | 2.8 | 2.8 | 2.8 | Petroleum Liquids | DFO | IC | 11 | 1969 |  |  | (OP) Operating | [6 empty] | Worcester | 42.2747 | -71.7172 | Map | Map | ISNE
17127 | Town of Shrewsbury - (MA) | 6125 | Shrewsbury | Electric Utility | MA | 2 |  | 2.8 | 2.8 | 2.8 | Petroleum Liquids | DFO | IC | 11 | 1969 |  |  | (OP) Operating | [6 empty] | Worcester | 42.2747 | -71.7172 | Map | Map | ISNE
17127 | Town of Shrewsbury - (MA) | 6125 | Shrewsbury | Electric Utility | MA | 3 |  | 2.8 | 2.8 | 2.8 | Petroleum Liquids | DFO | IC | 12 | 1975 |  |  | (OP) Operating | [6 empty] | Worcester | 42.2747 | -71.7172 | Map | Map | ISNE
17127 | Town of Shrewsbury - (MA) | 6125 | Shrewsbury | Electric Utility | MA | 4 |  | 2.8 | 2.8 | 2.8 | Petroleum Liquids | DFO | IC | 12 | 1975 |  |  | (OP) Operating | [6 empty] | Worcester | 42.2747 | -71.7172 | Map | Map | ISNE
17127 | Town of Shrewsbury - (MA) | 6125 | Shrewsbury | Electric Utility | MA | 5 |  | 2.8 | 2.8 | 2.8 | Petroleum Liquids | DFO | IC | 5 | 1978 |  |  | (OP) Operating | [6 empty] | Worcester | 42.2747 | -71.7172 | Map | Map | ISNE
56401 | NAEA Energy Massachusetts LLC | 6378 | Dwight | IPP Non-CHP | MA | DW2 |  | 0.4 | 0.4 | 0.4 | Conventional Hydroelectric | WAT | HY | 1 | 1920 |  |  | (OP) Operating | [6 empty] | Hampden | 42.1495 | -72.611 | Map | Map | ISNE
56401 | NAEA Energy Massachusetts LLC | 6378 | Dwight | IPP Non-CHP | MA | DW3 |  | 0.4 | 0.4 | 0.4 | Conventional Hydroelectric | WAT | HY | 1 | 1920 |  |  | (OP) Operating | [6 empty] | Hampden | 42.1495 | -72.611 | Map | Map | ISNE
56401 | NAEA Energy Massachusetts LLC | 6378 | Dwight | IPP Non-CHP | MA | DW4 |  | 0.4 | 0.5 | 0.5 | Conventional Hydroelectric | WAT | HY | 1 | 1920 |  |  | (OP) Operating | [6 empty] | Hampden | 42.1495 | -72.611 | Map | Map | ISNE
56401 | NAEA Energy Massachusetts LLC | 6379 | Indian Orchard | IPP Non-CHP | MA | IO3 |  | 1.5 | 1.5 | 1.5 | Conventional Hydroelectric | WAT | HY | 1 | 1928 |  |  | (OP) Operating | [6 empty] | Hampden | 42.161 | -72.5076 | Map | Map | ISNE
56401 | NAEA Energy Massachusetts LLC | 6379 | Indian Orchard | IPP Non-CHP | MA | IO4 |  | 2.2 | 2.2 | 2.2 | Conventional Hydroelectric | WAT | HY | 1 | 1928 |  |  | (OP) Operating | [6 empty] | Hampden | 42.161 | -72.5076 | Map | Map | ISNE
58185 | FirstLight Power Resources, Inc. - MA | 6388 | Turners Falls | IPP Non-CHP | MA | 1 |  | 1.4 | 1.9 | 1.9 | Conventional Hydroelectric | WAT | HY | 1 | 1913 |  |  | (OP) Operating | [6 empty] | Franklin | 42.608 | -72.5615 | Map | Map | ISNE
58185 | FirstLight Power Resources, Inc. - MA | 6388 | Turners Falls | IPP Non-CHP | MA | 2 |  | 0.4 | 0.4 | 0.4 | Conventional Hydroelectric | WAT | HY | 1 | 1913 |  |  | (OP) Operating | [6 empty] | Franklin | 42.608 | -72.5615 | Map | Map | ISNE
58185 | FirstLight Power Resources, Inc. - MA | 6388 | Turners Falls | IPP Non-CHP | MA | 3 |  | 1.3 | 1.3 | 1.3 | Conventional Hydroelectric | WAT | HY | 1 | 1910 |  |  | (OP) Operating | [6 empty] | Franklin | 42.608 | -72.5615 | Map | Map | ISNE
58185 | FirstLight Power Resources, Inc. - MA | 6388 | Turners Falls | IPP Non-CHP | MA | 5 |  | 1.3 | 1.4 | 1.4 | Conventional Hydroelectric | WAT | HY | 1 | 1905 |  |  | (OP) Operating | [6 empty] | Franklin | 42.608 | -72.5615 | Map | Map | ISNE
58185 | FirstLight Power Resources, Inc. - MA | 6388 | Turners Falls | IPP Non-CHP | MA | 7 |  | 1.3 | 1.4 | 1.4 | Conventional Hydroelectric | WAT | HY | 1 | 1910 |  |  | (OP) Operating | [6 empty] | Franklin | 42.608 | -72.5615 | Map | Map | ISNE
11624 | City of Marblehead - (MA) | 6586 | Wilkins Station | Electric Utility | MA | 1 |  | 2.7 | 2.5 | 2.5 | Petroleum Liquids | DFO | IC | 11 | 1975 |  |  | (OP) Operating | [6 empty] | Essex | 42.5131 | -70.8583 | Map | Map | ISNE
11624 | City of Marblehead - (MA) | 6586 | Wilkins Station | Electric Utility | MA | 2 |  | 2.7 | 2.5 | 2.5 | Petroleum Liquids | DFO | IC | 11 | 1975 |  |  | (OP) Operating | [6 empty] | Essex | 42.5131 | -70.8583 | Map | Map | ISNE
3477 | City of Chicopee - (MA) | 7396 | Front Street | Electric Utility | MA | 1 |  | 2.7 | 2.8 | 2.8 | Petroleum Liquids | DFO | IC | 1 | 1978 |  |  | (OP) Operating | [6 empty] | Hampden | 42.1483 | -72.5911 | Map | Map | ISNE
3477 | City of Chicopee - (MA) | 7396 | Front Street | Electric Utility | MA | 2 |  | 2.7 | 2.8 | 2.8 | Petroleum Liquids | DFO | IC | 1 | 1978 |  |  | (OP) Operating | [6 empty] | Hampden | 42.1483 | -72.5911 | Map | Map | ISNE
3477 | City of Chicopee - (MA) | 7396 | Front Street | Electric Utility | MA | 3 |  | 2.7 | 2.8 | 2.8 | Petroleum Liquids | DFO | IC | 1 | 1978 |  |  | (OP) Operating | [6 empty] | Hampden | 42.1483 | -72.5911 | Map | Map | ISNE
15371 | Town of Princeton - (MA) | 7501 | Princeton Wind Farm | Electric Utility | MA | 2 |  | 3 | 3 | 3 | Onshore Wind Turbine | WND | WT | 1 | 2010 |  |  | (OP) Operating | [6 empty] | Worcester | 42.4789 | -71.9 | Map | Map | ISNE
54765 | Bear Swamp Power Company LLC | 8004 | Fife Brook | IPP Non-CHP | MA | GEN1 |  | 11.2 | 11.2 | 11.2 | Conventional Hydroelectric | WAT | HY | 10 | 1974 |  |  | (OP) Operating | [6 empty] | Berkshire | 42.6857 | -72.9776 | Map | Map | ISNE
54765 | Bear Swamp Power Company LLC | 8005 | Bear Swamp | IPP Non-CHP | MA | GEN1 |  | 300 | 300 | 300 | Hydroelectric Pumped Storage | WAT | PS | 9 | 1974 |  |  | (OP) Operating | [6 empty] | Berkshire | 42.6839 | -72.9599 | Map | Map | ISNE
54765 | Bear Swamp Power Company LLC | 8005 | Bear Swamp | IPP Non-CHP | MA | GEN2 |  | 300 | 300 | 300 | Hydroelectric Pumped Storage | WAT | PS | 10 | 1974 |  |  | (OP) Operating | [6 empty] | Berkshire | 42.6839 | -72.9599 | Map | Map | ISNE
8973 | Town of Hudson - (MA) | 9038 | Cherry Street | Electric Utility | MA | 10 |  | 2.2 | 1.9 | 1.9 | Petroleum Liquids | DFO | IC | 12 | 1962 |  |  | (OP) Operating | [6 empty] | Middlesex | 42.3886 | -71.56 | Map | Map | ISNE
8973 | Town of Hudson - (MA) | 9038 | Cherry Street | Electric Utility | MA | 11 |  | 2.2 | 1.9 | 1.9 | Petroleum Liquids | DFO | IC | 12 | 1962 |  |  | (OP) Operating | [6 empty] | Middlesex | 42.3886 | -71.56 | Map | Map | ISNE
8973 | Town of Hudson - (MA) | 9038 | Cherry Street | Electric Utility | MA | 12 |  | 5.6 | 4.9 | 4.9 | Petroleum Liquids | DFO | IC | 10 | 1972 |  |  | (OP) Operating | [6 empty] | Middlesex | 42.3886 | -71.56 | Map | Map | ISNE
8973 | Town of Hudson - (MA) | 9038 | Cherry Street | Electric Utility | MA | 7 |  | 3.3 | 2.5 | 2.5 | Petroleum Liquids | DFO | IC | 5 | 1951 |  |  | (OP) Operating | [6 empty] | Middlesex | 42.3886 | -71.56 | Map | Map | ISNE
8973 | Town of Hudson - (MA) | 9038 | Cherry Street | Electric Utility | MA | 8 |  | 4 | 3.4 | 3.4 | Petroleum Liquids | DFO | IC | 3 | 1956 |  |  | (OP) Operating | [6 empty] | Middlesex | 42.3886 | -71.56 | Map | Map | ISNE
8776 | City of Holyoke Gas and Electric Dept. | 9864 | Cabot Holyoke | Electric Utility | MA | 1 |  | 0.8 | 0.6 | 0.6 | Conventional Hydroelectric | WAT | HY | 1 | 1893 |  |  | (OP) Operating | [6 empty] | Hampden | 42.2 | -72.61 | Map | Map | ISNE
8776 | City of Holyoke Gas and Electric Dept. | 9864 | Cabot Holyoke | Electric Utility | MA | 2 |  | 0.8 | 0.6 | 0.6 | Conventional Hydroelectric | WAT | HY | 1 | 1938 |  |  | (OP) Operating | [6 empty] | Hampden | 42.2 | -72.61 | Map | Map | ISNE
8776 | City of Holyoke Gas and Electric Dept. | 9864 | Cabot Holyoke | Electric Utility | MA | 3 |  | 0.4 | 0.4 | 0.4 | Conventional Hydroelectric | WAT | HY | 1 | 1939 |  |  | (OP) Operating | [6 empty] | Hampden | 42.2 | -72.61 | Map | Map | ISNE
8776 | City of Holyoke Gas and Electric Dept. | 9864 | Cabot Holyoke | Electric Utility | MA | 4 |  | 0.6 | 0.5 | 0.5 | Conventional Hydroelectric | WAT | HY | 1 | 1907 |  |  | (OP) Operating | [6 empty] | Hampden | 42.2 | -72.61 | Map | Map | ISNE
7049 | General Electric Aircraft Engines | 10029 | General Electric Aircraft Engines | Industrial CHP | MA | GEN5 |  | 10 | 8.5 | 8.5 | Natural Gas Steam Turbine | NG | ST | 1 | 1948 |  |  | (OP) Operating | [6 empty] | Essex | 42.45 | -70.9739 | Map | Map | ISNE
7049 | General Electric Aircraft Engines | 10029 | General Electric Aircraft Engines | Industrial CHP | MA | GEN6 |  | 10 | 8.5 | 8.5 | Natural Gas Steam Turbine | NG | ST | 1 | 1956 |  |  | (OP) Operating | [6 empty] | Essex | 42.45 | -70.9739 | Map | Map | ISNE
7049 | General Electric Aircraft Engines | 10029 | General Electric Aircraft Engines | Industrial CHP | MA | GEN7 |  | 12.5 | 6.8 | 7.8 | Natural Gas Steam Turbine | NG | ST | 1 | 1968 |  |  | (OP) Operating | [6 empty] | Essex | 42.45 | -70.9739 | Map | Map | ISNE
7049 | General Electric Aircraft Engines | 10029 | General Electric Aircraft Engines | Industrial CHP | MA | PV |  | 2.1 | 2.1 | 2.1 | Solar Photovoltaic | SUN | PV | 5 | 2017 |  |  | (OP) Operating | [6 empty] | Essex | 42.45 | -70.9739 | Map | Map | ISNE
11724 | Massachusetts Bay Trans Auth | 10176 | M Street Jet | IPP Non-CHP | MA | NO.6 |  | 69 | 50 | 68 | Petroleum Liquids | KER | GT | 5 | 1979 |  |  | (OP) Operating | [6 empty] | Suffolk | 42.3394 | -71.0314 | Map | Map | ISNE
21970 | Northeast Energy Associates LP | 10307 | Bellingham Cogeneration Facility | IPP Non-CHP | MA | CT1 | CC1 | 128.7 | 102 | 126 | Natural Gas Fired Combined Cycle | NG | CT | 9 | 1991 |  |  | (OP) Operating | [6 empty] | Norfolk | 42.0925 | -71.4833 | Map | Map | ISNE
21970 | Northeast Energy Associates LP | 10307 | Bellingham Cogeneration Facility | IPP Non-CHP | MA | CT2 | CC1 | 128.7 | 102 | 126 | Natural Gas Fired Combined Cycle | NG | CT | 9 | 1991 |  |  | (OP) Operating | [6 empty] | Norfolk | 42.0925 | -71.4833 | Map | Map | ISNE
21970 | Northeast Energy Associates LP | 10307 | Bellingham Cogeneration Facility | IPP Non-CHP | MA | ST1 | CC1 | 128.7 | 60 | 84 | Natural Gas Fired Combined Cycle | NG | CA | 9 | 1991 |  |  | (OP) Operating | [6 empty] | Norfolk | 42.0925 | -71.4833 | Map | Map | ISNE
3692 | Clark University | 10408 | Clark University | Commercial CHP | MA | GEN2 |  | 2 | 2 | 2 | Natural Gas Internal Combustion Engine | NG | IC | 1 | 2013 |  |  | (OP) Operating | [6 empty] | Worcester | 42.2508 | -71.8226 | Map | Map | ISNE
39878 | Solutia Inc-Indian | 10417 | Indian Orchard Plant 1 | Industrial CHP | MA | TG |  | 5.7 | 3.2 | 4 | Natural Gas Steam Turbine | NG | ST | 5 | 1985 |  |  | (OP) Operating | [6 empty] | Hampden | 42.1569 | -72.5242 | Map | Map | ISNE
2016 | Boott Hydropower Inc | 10556 | Boott Hydropower | IPP Non-CHP | MA | GEN1 |  | 7.5 | 7.1 | 6.9 | Conventional Hydroelectric | WAT | HY | 10 | 1985 |  |  | (OP) Operating | [6 empty] | Middlesex | 42.6525 | -71.3224 | Map | Map | ISNE
2016 | Boott Hydropower Inc | 10556 | Boott Hydropower | IPP Non-CHP | MA | GEN2 |  | 7.5 | 7.1 | 6.9 | Conventional Hydroelectric | WAT | HY | 10 | 1985 |  |  | (OP) Operating | [6 empty] | Middlesex | 42.6525 | -71.3224 | Map | Map | ISNE
2016 | Boott Hydropower Inc | 10556 | Boott Hydropower | IPP Non-CHP | MA | GEN3 |  | 7.9 | 7.5 | 7.3 | Conventional Hydroelectric | WAT | HY | 10 | 1985 |  |  | (OP) Operating | [6 empty] | Middlesex | 42.6525 | -71.3224 | Map | Map | ISNE
49911 | Swift River Hydro Operations Co., Inc | 10694 | Pepperell Hydro Power Plant | Industrial Non-CHP | MA | 2121 |  | 0.8 | 0.8 | 0.7 | Conventional Hydroelectric | WAT | HY | 1 | 1920 |  |  | (OP) Operating | [6 empty] | Middlesex | 42.6689 | -71.5756 | Map | Map | ISNE
49911 | Swift River Hydro Operations Co., Inc | 10694 | Pepperell Hydro Power Plant | Industrial Non-CHP | MA | 8281 |  | 0.8 | 0.8 | 0.7 | Conventional Hydroelectric | WAT | HY | 1 | 1920 |  |  | (OP) Operating | [6 empty] | Middlesex | 42.6689 | -71.5756 | Map | Map | ISNE
49911 | Swift River Hydro Operations Co., Inc | 10694 | Pepperell Hydro Power Plant | Industrial Non-CHP | MA | G3 |  | 0.6 | 0.6 | 0.5 | Conventional Hydroelectric | WAT | HY | 12 | 2006 |  |  | (OP) Operating | [6 empty] | Middlesex | 42.6689 | -71.5756 | Map | Map | ISNE
11741 | Masspower | 10726 | Masspower | IPP CHP | MA | GEN1 | G321 | 90 | 83 | 95 | Natural Gas Fired Combined Cycle | NG | CT | 7 | 1993 |  |  | (OP) Operating | [6 empty] | Hampden | 42.1575 | -72.5225 | Map | Map | ISNE
11741 | Masspower | 10726 | Masspower | IPP CHP | MA | GEN2 | G321 | 90 | 83 | 95 | Natural Gas Fired Combined Cycle | NG | CT | 7 | 1993 |  |  | (OP) Operating | [6 empty] | Hampden | 42.1575 | -72.5225 | Map | Map | ISNE
11741 | Masspower | 10726 | Masspower | IPP CHP | MA | GEN3 | G321 | 80.9 | 79 | 90 | Natural Gas Fired Combined Cycle | NG | CA | 7 | 1993 |  |  | (OP) Operating | [6 empty] | Hampden | 42.1575 | -72.5225 | Map | Map | ISNE
11427 | Massachusetts Wtr Rauth-Deer I | 10823 | Deer Island Treatment Plant | Commercial CHP | MA | H101 |  | 1 | 1 | 1 | Conventional Hydroelectric | WAT | HY | 7 | 2001 |  |  | (OP) Operating | [6 empty] | Suffolk | 42.3533 | -70.9628 | Map | Map | ISNE
11427 | Massachusetts Wtr Rauth-Deer I | 10823 | Deer Island Treatment Plant | Commercial CHP | MA | H201 |  | 1 | 1 | 1 | Conventional Hydroelectric | WAT | HY | 7 | 2001 |  |  | (OP) Operating | [6 empty] | Suffolk | 42.3533 | -70.9628 | Map | Map | ISNE
11427 | Massachusetts Wtr Rauth-Deer I | 10823 | Deer Island Treatment Plant | Commercial CHP | MA | PV101 |  | 0.1 | 0.1 | 0.1 | Solar Photovoltaic | SUN | PV | 5 | 2008 |  |  | (OP) Operating | [6 empty] | Suffolk | 42.3533 | -70.9628 | Map | Map | ISNE
11427 | Massachusetts Wtr Rauth-Deer I | 10823 | Deer Island Treatment Plant | Commercial CHP | MA | S101 |  | 17.5 | 9 | 17.5 | Other Waste Biomass | OBG | ST | 7 | 1998 |  |  | (OP) Operating | [6 empty] | Suffolk | 42.3533 | -70.9628 | Map | Map | ISNE
11427 | Massachusetts Wtr Rauth-Deer I | 10823 | Deer Island Treatment Plant | Commercial CHP | MA | WT101 |  | 0.6 | 0.6 | 0.6 | Onshore Wind Turbine | WND | WT | 11 | 2009 |  |  | (OP) Operating | [6 empty] | Suffolk | 42.3533 | -70.9628 | Map | Map | ISNE
11427 | Massachusetts Wtr Rauth-Deer I | 10823 | Deer Island Treatment Plant | Commercial CHP | MA | WT102 |  | 0.6 | 0.6 | 0.6 | Onshore Wind Turbine | WND | WT | 11 | 2009 |  |  | (OP) Operating | [6 empty] | Suffolk | 42.3533 | -70.9628 | Map | Map | ISNE
11426 | Massachusetts Water Res Auth | 10824 | Oakdale Power Station | IPP Non-CHP | MA | OAKD |  | 3.5 | 3 | 3 | Conventional Hydroelectric | WAT | HY | 5 | 1951 |  |  | (OP) Operating | [6 empty] | Worcester | 42.387 | -71.8025 | Map | Map | ISNE
11426 | Massachusetts Water Res Auth | 10825 | Cosgrove Intake and Power Station | IPP Non-CHP | MA | UNI1 |  | 1.6 | 1 | 1 | Conventional Hydroelectric | WAT | HY | 1 | 1969 |  |  | (OP) Operating | [6 empty] | Worcester | 42.4044 | -71.6872 | Map | Map | ISNE
11426 | Massachusetts Water Res Auth | 10825 | Cosgrove Intake and Power Station | IPP Non-CHP | MA | UNI2 |  | 1.6 | 1 | 1 | Conventional Hydroelectric | WAT | HY | 1 | 1969 |  |  | (OP) Operating | [6 empty] | Worcester | 42.4044 | -71.6872 | Map | Map | ISNE
12258 | Medical Area Total Egy Plt Inc | 10883 | Medical Area Total Energy Plant | Commercial CHP | MA | CT1 |  | 12.5 | 12.5 | 12.5 | Natural Gas Fired Combustion Turbine | NG | GT | 12 | 2003 |  |  | (OP) Operating | [6 empty] | Suffolk | 42.3368 | -71.1081 | Map | Map | ISNE
12258 | Medical Area Total Egy Plt Inc | 10883 | Medical Area Total Energy Plant | Commercial CHP | MA | CT2 |  | 12.5 | 12.5 | 12.5 | Natural Gas Fired Combustion Turbine | NG | GT | 12 | 2003 |  |  | (OP) Operating | [6 empty] | Suffolk | 42.3368 | -71.1081 | Map | Map | ISNE
12258 | Medical Area Total Egy Plt Inc | 10883 | Medical Area Total Energy Plant | Commercial CHP | MA | CT3 |  | 13.8 | 12.8 | 14.9 | Natural Gas Fired Combustion Turbine | NG | GT | 7 | 2017 |  |  | (OP) Operating | [6 empty] | Suffolk | 42.3368 | -71.1081 | Map | Map | ISNE
12258 | Medical Area Total Egy Plt Inc | 10883 | Medical Area Total Energy Plant | Commercial CHP | MA | STG2 |  | 11 | 11 | 10.3 | Natural Gas Steam Turbine | NG | ST | 1 | 1980 |  |  | (OP) Operating | [6 empty] | Suffolk | 42.3368 | -71.1081 | Map | Map | ISNE
12258 | Medical Area Total Egy Plt Inc | 10883 | Medical Area Total Energy Plant | Commercial CHP | MA | STG3 |  | 11 | 11 | 10.3 | Natural Gas Steam Turbine | NG | ST | 1 | 1980 |  |  | (OP) Operating | [6 empty] | Suffolk | 42.3368 | -71.1081 | Map | Map | ISNE
15114 | Pittsfield Generating Company, LP | 50002 | Pittsfield Generating LP | IPP CHP | MA | GEN1 | CC1 | 40.7 | 35.2 | 43.3 | Natural Gas Fired Combined Cycle | NG | CT | 7 | 1990 |  |  | (OP) Operating | [6 empty] | Berkshire | 42.4564 | -73.2181 | Map | Map | ISNE
15114 | Pittsfield Generating Company, LP | 50002 | Pittsfield Generating LP | IPP CHP | MA | GEN2 | CC1 | 40.7 | 35.2 | 43.3 | Natural Gas Fired Combined Cycle | NG | CT | 7 | 1990 |  |  | (OP) Operating | [6 empty] | Berkshire | 42.4564 | -73.2181 | Map | Map | ISNE
15114 | Pittsfield Generating Company, LP | 50002 | Pittsfield Generating LP | IPP CHP | MA | GEN3 | CC1 | 40.7 | 35.2 | 43.3 | Natural Gas Fired Combined Cycle | NG | CT | 7 | 1990 |  |  | (OP) Operating | [6 empty] | Berkshire | 42.4564 | -73.2181 | Map | Map | ISNE
15114 | Pittsfield Generating Company, LP | 50002 | Pittsfield Generating LP | IPP CHP | MA | GEN4 | CC1 | 53.4 | 45.8 | 53.4 | Natural Gas Fired Combined Cycle | NG | CA | 7 | 1990 |  |  | (OP) Operating | [6 empty] | Berkshire | 42.4564 | -73.2181 | Map | Map | ISNE
16544 | Saint - Gobain Abrasives Inc | 50041 | Norton Powerhouse | Industrial CHP | MA | GEN1 |  | 2.5 | 2.5 | 2.5 | Natural Gas Steam Turbine | NG | ST | 1 | 1939 |  |  | (OP) Operating | [6 empty] | Worcester | 42.3096 | -71.8052 | Map | Map | ISNE
16544 | Saint - Gobain Abrasives Inc | 50041 | Norton Powerhouse | Industrial CHP | MA | GEN2 |  | 3.1 | 3.1 | 3.1 | Natural Gas Steam Turbine | NG | ST | 1 | 1954 |  |  | (OP) Operating | [6 empty] | Worcester | 42.3096 | -71.8052 | Map | Map | ISNE
23955 | University of Massachusetts Medical | 50087 | Univ of Massachusetts Medical Center | Commercial CHP | MA | GEN1 |  | 2.5 | 1.5 | 1.5 | Natural Gas Steam Turbine | NG | ST | 4 | 1974 |  |  | (OP) Operating | [6 empty] | Worcester | 42.279 | -71.7598 | Map | Map | ISNE
23955 | University of Massachusetts Medical | 50087 | Univ of Massachusetts Medical Center | Commercial CHP | MA | GEN2 |  | 2.5 | 1.5 | 1.5 | Natural Gas Steam Turbine | NG | ST | 4 | 1974 |  |  | (OP) Operating | [6 empty] | Worcester | 42.279 | -71.7598 | Map | Map | ISNE
23955 | University of Massachusetts Medical | 50087 | Univ of Massachusetts Medical Center | Commercial CHP | MA | GEN3 |  | 5 | 3 | 3 | Natural Gas Steam Turbine | NG | ST | 6 | 2002 |  |  | (OP) Operating | [6 empty] | Worcester | 42.279 | -71.7598 | Map | Map | ISNE
23955 | University of Massachusetts Medical | 50087 | Univ of Massachusetts Medical Center | Commercial CHP | MA | GEN4 |  | 7.5 | 6 | 7.5 | Natural Gas Fired Combustion Turbine | NG | GT | 2 | 2013 |  |  | (OP) Operating | [6 empty] | Worcester | 42.279 | -71.7598 | Map | Map | ISNE
56125 | Covanta Springfield LLC | 50273 | Pioneer Valley Resource Recovery | IPP Non-CHP | MA | DLV1 |  | 9.4 | 7.5 | 7.5 | Municipal Solid Waste | MSW | ST | 5 | 1988 |  |  | (OP) Operating | [6 empty] | Hampden | 42.0906 | -72.5917 | Map | Map | ISNE
16929 | SEMASS Partnership | 50290 | SEMASS Resource Recovery | IPP Non-CHP | MA | GEN1 |  | 64.5 | 53.3 | 53.3 | Municipal Solid Waste | MSW | ST | 7 | 1988 |  |  | (OP) Operating | [6 empty] | Plymouth | 41.8022 | -70.7875 | Map | Map | ISNE
16929 | SEMASS Partnership | 50290 | SEMASS Resource Recovery | IPP Non-CHP | MA | GEN2 |  | 34 | 26.7 | 26.7 | Municipal Solid Waste | MSW | ST | 4 | 1993 |  |  | (OP) Operating | [6 empty] | Plymouth | 41.8022 | -70.7875 | Map | Map | ISNE
23576 | Lawrence Hydroelectric Assoc | 50545 | Lawrence Hydroelectric Associates | IPP Non-CHP | MA | GEN1 |  | 7.4 | 7 | 6.8 | Conventional Hydroelectric | WAT | HY | 7 | 1981 |  |  | (OP) Operating | [6 empty] | Essex | 42.6994 | -71.1653 | Map | Map | ISNE
23576 | Lawrence Hydroelectric Assoc | 50545 | Lawrence Hydroelectric Associates | IPP Non-CHP | MA | GEN2 |  | 7.4 | 7 | 6.8 | Conventional Hydroelectric | WAT | HY | 7 | 1981 |  |  | (OP) Operating | [6 empty] | Essex | 42.6994 | -71.1653 | Map | Map | ISNE
13982 | Ogden Projects Inc-Haverhill | 50661 | Covanta Haverhill | IPP Non-CHP | MA | GEN1 |  | 46 | 42.8 | 43.2 | Municipal Solid Waste | MSW | ST | 5 | 1989 |  |  | (OP) Operating | [6 empty] | Essex | 42.765 | -71.1242 | Map | Map | ISNE
3477 | City of Chicopee - (MA) | 50832 | Chicopee Hydroelectric Station | Electric Utility | MA | 1 |  | 1.2 | 1.2 | 1.2 | Conventional Hydroelectric | WAT | HY | 5 | 1985 |  |  | (OP) Operating | [6 empty] | Hampden | 42.1596 | -72.5828 | Map | Map | ISNE
3477 | City of Chicopee - (MA) | 50832 | Chicopee Hydroelectric Station | Electric Utility | MA | 2 |  | 1.2 | 1.2 | 1.2 | Conventional Hydroelectric | WAT | HY | 5 | 1985 |  |  | (OP) Operating | [6 empty] | Hampden | 42.1596 | -72.5828 | Map | Map | ISNE
20541 | Wheelabrator Environmental Systems | 50877 | Wheelabrator North Andover | IPP Non-CHP | MA | GEN1 |  | 40.3 | 30 | 30 | Municipal Solid Waste | MSW | ST | 5 | 1985 |  |  | (OP) Operating | [6 empty] | Essex | 42.7262 | -71.1219 | Map | Map | ISNE
20541 | Wheelabrator Environmental Systems | 50878 | Wheelabrator Millbury Facility | IPP Non-CHP | MA | GEN1 |  | 47.6 | 40 | 40 | Municipal Solid Waste | MSW | ST | 9 | 1987 |  |  | (OP) Operating | [6 empty] | Worcester | 42.2214 | -71.7669 | Map | Map | ISNE
20541 | Wheelabrator Environmental Systems | 50880 | Wheelabrator Saugus | IPP Non-CHP | MA | GEN1 |  | 53.7 | 32 | 32 | Municipal Solid Waste | MSW | ST | 8 | 1985 |  |  | (OP) Operating | [6 empty] | Essex | 42.447 | -70.9804 | Map | Map | ISNE
5623 | Rousselot Inc | 50955 | Rousselot Inc | Industrial CHP | MA | GEN3 |  | 3.7 | 3.3 | 3.3 | Natural Gas Steam Turbine | NG | ST | 4 | 1969 |  |  | (OP) Operating | [6 empty] | Essex | 42.5217 | -70.9387 | Map | Map | ISNE
56516 | Morris Energy Operations Company, LLC | 52026 | Dartmouth Power Associates LP | IPP Non-CHP | MA | GEN1 | CC1 | 45 | 62.1 | 67.7 | Natural Gas Fired Combined Cycle | NG | CT | 3 | 1992 |  |  | (OP) Operating | [6 empty] | Bristol | 41.6731 | -70.9994 | Map | Map | ISNE
56516 | Morris Energy Operations Company, LLC | 52026 | Dartmouth Power Associates LP | IPP Non-CHP | MA | GEN2 | CC1 | 32 |  |  | Natural Gas Fired Combined Cycle | NG | CA | 3 | 1992 |  |  | (OP) Operating | [6 empty] | Bristol | 41.6731 | -70.9994 | Map | Map | ISNE
56516 | Morris Energy Operations Company, LLC | 52026 | Dartmouth Power Associates LP | IPP Non-CHP | MA | GEN3 |  | 24.7 | 19.6 | 21.8 | Natural Gas Fired Combustion Turbine | NG | GT | 9 | 2009 |  |  | (OP) Operating | [6 empty] | Bristol | 41.6731 | -70.9994 | Map | Map | ISNE
59386 | Ampersand Collins Hydro LLC | 52166 | Collins Facility | IPP Non-CHP | MA | 1 |  | 0.6 | 0.8 | 0.8 | Conventional Hydroelectric | WAT | HY | 3 | 1985 |  |  | (OP) Operating | [6 empty] | Hampden | 42.1569 | -72.4227 | Map | Map | ISNE
59386 | Ampersand Collins Hydro LLC | 52166 | Collins Facility | IPP Non-CHP | MA | 2 |  | 0.6 | 0.8 | 0.8 | Conventional Hydroelectric | WAT | HY | 3 | 1985 |  |  | (OP) Operating | [6 empty] | Hampden | 42.1569 | -72.4227 | Map | Map | ISNE
7209 | The Gillette Company | 54225 | Gillette SBMC | Industrial CHP | MA | CTG3 | 1 | 7.2 | 7.2 | 7.2 | Natural Gas Fired Combustion Turbine | NG | GT | 7 | 2011 |  |  | (OP) Operating | [6 empty] | Suffolk | 42.3436 | -71.0559 | Map | Map | ISNE
7209 | The Gillette Company | 54225 | Gillette SBMC | Industrial CHP | MA | TG2 | 1 | 5 | 5 | 5 | Natural Gas Steam Turbine | NG | ST | 2 | 1971 |  |  | (OP) Operating | [6 empty] | Suffolk | 42.3436 | -71.0559 | Map | Map | ISNE
5989 | Erving Paper Mills Inc | 54228 | Erving Paper Mills | Industrial CHP | MA | 2 | CC | 0.6 | 0.3 | 0.3 | Natural Gas Steam Turbine | NG | ST | 12 | 2013 |  |  | (OP) Operating | [6 empty] | Franklin | 42.5983 | -72.3875 | Map | Map | ISNE
5989 | Erving Paper Mills Inc | 54228 | Erving Paper Mills | Industrial CHP | MA | 3 | CC | 5.6 | 5.6 | 5.6 | Natural Gas Fired Combustion Turbine | NG | GT | 11 | 2015 |  |  | (OP) Operating | [6 empty] | Franklin | 42.5983 | -72.3875 | Map | Map | ISNE
56171 | Bicent Power | 54586 | Tanner Street Generation | IPP Non-CHP | MA | TRENT | CC1 | 57.9 | 58 | 58 | Natural Gas Fired Combined Cycle | NG | CT | 10 | 2008 |  |  | (OP) Operating | [6 empty] | Middlesex | 42.6321 | -71.3132 | Map | Map | ISNE
56171 | Bicent Power | 54586 | Tanner Street Generation | IPP Non-CHP | MA | VAX | CC1 | 27.1 | 17 | 19 | Natural Gas Fired Combined Cycle | NG | CA | 10 | 1992 |  |  | (OP) Operating | [6 empty] | Middlesex | 42.6321 | -71.3132 | Map | Map | ISNE
14995 | Pinetree Power Fitchburg, LLC | 54620 | Pinetree Power Fitchburg | IPP Non-CHP | MA | NO-1 |  | 18 | 16 | 16 | Wood/Wood Waste Biomass | WDS | ST | 8 | 1992 |  |  | (OP) Operating | [6 empty] | Worcester | 42.5428 | -71.8528 | Map | Map | ISNE
12469 | Milford Power Ltd Partnership | 54805 | Milford Power LP | IPP Non-CHP | MA | GT-1 | ST-1 | 128.9 | 107.9 | 123.6 | Natural Gas Fired Combined Cycle | NG | CT | 3 | 1993 |  |  | (OP) Operating |  |  |  | 2018 | 11 | 13 | Worcester | 42.1294 | -71.5115 | Map | Map | ISNE
12469 | Milford Power Ltd Partnership | 54805 | Milford Power LP | IPP Non-CHP | MA | ST-1 | ST-1 | 102.3 | 40.1 | 46.2 | Natural Gas Fired Combined Cycle | NG | CA | 3 | 1993 |  |  | (OP) Operating |  |  |  | 2018 | 12 | 40 | Worcester | 42.1294 | -71.5115 | Map | Map | ISNE
11820 | Massachusetts Inst of Tech | 54907 | Mass Inst Tech Cntrl Utilities/Cogen Plt | Commercial CHP | MA | CTG1 |  | 21.2 | 19 | 23 | Natural Gas Fired Combustion Turbine | NG | GT | 6 | 1995 | 4 | 2020 | (OP) Operating | [6 empty] | Middlesex | 42.361 | -71.0939 | Map | Map | ISNE
20347 | Wellesley College | 54937 | Wellesley College Central Utility Plant | Commercial CHP | MA | 1118 |  | 1.3 | 1.2 | 1.3 | Natural Gas Internal Combustion Engine | NG | IC | 7 | 1994 |  |  | (OP) Operating | [6 empty] | Norfolk | 42.2939 | -71.3081 | Map | Map | ISNE
20347 | Wellesley College | 54937 | Wellesley College Central Utility Plant | Commercial CHP | MA | 1119 |  | 1.3 | 1.2 | 1.3 | Natural Gas Internal Combustion Engine | NG | IC | 7 | 1994 |  |  | (OP) Operating | [6 empty] | Norfolk | 42.2939 | -71.3081 | Map | Map | ISNE
20347 | Wellesley College | 54937 | Wellesley College Central Utility Plant | Commercial CHP | MA | 1120 |  | 1.3 | 1.2 | 1.3 | Natural Gas Internal Combustion Engine | NG | IC | 7 | 1994 |  |  | (OP) Operating | [6 empty] | Norfolk | 42.2939 | -71.3081 | Map | Map | ISNE
20347 | Wellesley College | 54937 | Wellesley College Central Utility Plant | Commercial CHP | MA | 8187 |  | 1.9 | 1.9 | 1.9 | Natural Gas Internal Combustion Engine | NG | IC | 7 | 1999 |  |  | (OP) Operating | [6 empty] | Norfolk | 42.2939 | -71.3081 | Map | Map | ISNE
8776 | City of Holyoke Gas and Electric Dept. | 54981 | Harris Energy Realty | Electric Utility | MA | ALBA |  | 0.3 | 0.3 | 0.3 | Conventional Hydroelectric | WAT | HY | 1 | 1999 | 12 | 2018 | (OP) Operating | [6 empty] | Hampden | 42.2052 | -72.5929 | Map | Map | ISNE
8776 | City of Holyoke Gas and Electric Dept. | 54981 | Harris Energy Realty | Electric Utility | MA | ALBD |  | 0.5 | 0.4 | 0.4 | Conventional Hydroelectric | WAT | HY | 1 | 1982 | 12 | 2018 | (OP) Operating | [6 empty] | Hampden | 42.2052 | -72.5929 | Map | Map | ISNE
8776 | City of Holyoke Gas and Electric Dept. | 54981 | Harris Energy Realty | Electric Utility | MA | NONO |  | 0.5 | 0.5 | 0.5 | Conventional Hydroelectric | WAT | HY | 1 | 1982 |  |  | (OP) Operating | [6 empty] | Hampden | 42.2052 | -72.5929 | Map | Map | ISNE
55773 | Dighton Power, LLC | 55026 | Dighton Power Plant | IPP Non-CHP | MA | UNT1 |  | 200 | 162.8 | 188.2 | Natural Gas Fired Combined Cycle | NG | CS | 5 | 1999 |  |  | (OP) Operating | [6 empty] | Bristol | 41.8312 | -71.1239 | Map | Map | ISNE
1616 | Berkshire Power Co LLC | 55041 | Berkshire Power | IPP Non-CHP | MA | GEN2 |  | 289 | 229.3 | 246.3 | Natural Gas Fired Combined Cycle | NG | CS | 9 | 1999 |  |  | (OP) Operating | [6 empty] | Hampden | 42.0476 | -72.6478 | Map | Map | ISNE
12713 | Millennium Power Partners LP | 55079 | Millennium Power | IPP Non-CHP | MA | CT01 | CC01 | 230 | 214.8 | 246.2 | Natural Gas Fired Combined Cycle | NG | CT | 4 | 2001 |  |  | (OP) Operating | [6 empty] | Worcester | 42.1123 | -72.0151 | Map | Map | ISNE
12713 | Millennium Power Partners LP | 55079 | Millennium Power | IPP Non-CHP | MA | ST01 | CC01 | 130 | 120.1 | 137.7 | Natural Gas Fired Combined Cycle | NG | CA | 4 | 2001 |  |  | (OP) Operating | [6 empty] | Worcester | 42.1123 | -72.0151 | Map | Map | ISNE
57226 | MM Taunton Energy LLC | 55093 | MM Taunton Energy | IPP Non-CHP | MA | UNT1 |  | 0.9 | 0.9 | 0.9 | Landfill Gas | LFG | IC | 9 | 1997 |  |  | (OP) Operating | [6 empty] | Bristol | 41.9231 | -71.0864 | Map | Map | ISNE
57226 | MM Taunton Energy LLC | 55093 | MM Taunton Energy | IPP Non-CHP | MA | UNT2 |  | 0.9 | 0.9 | 0.9 | Landfill Gas | LFG | IC | 9 | 1997 |  |  | (OP) Operating | [6 empty] | Bristol | 41.9231 | -71.0864 | Map | Map | ISNE
57226 | MM Taunton Energy LLC | 55093 | MM Taunton Energy | IPP Non-CHP | MA | UNT3 |  | 0.9 | 0.9 | 0.9 | Landfill Gas | LFG | IC | 5 | 2011 |  |  | (OP) Operating | [6 empty] | Bristol | 41.9231 | -71.0864 | Map | Map | ISNE
57226 | MM Taunton Energy LLC | 55093 | MM Taunton Energy | IPP Non-CHP | MA | UNT4 |  | 0.9 | 0.9 | 0.9 | Landfill Gas | LFG | IC | 5 | 2011 |  |  | (OP) Operating | [6 empty] | Bristol | 41.9231 | -71.0864 | Map | Map | ISNE
641 | ANP Bellingham Energy Company LLC | 55211 | ANP Bellingham Energy Project | IPP Non-CHP | MA | U1 |  | 289 | 270.3 | 299.1 | Natural Gas Fired Combined Cycle | NG | CS | 11 | 2002 |  |  | (OP) Operating | [6 empty] | Norfolk | 42.1106 | -71.4535 | Map | Map | ISNE
641 | ANP Bellingham Energy Company LLC | 55211 | ANP Bellingham Energy Project | IPP Non-CHP | MA | U2 |  | 289 | 264.9 | 298.2 | Natural Gas Fired Combined Cycle | NG | CS | 12 | 2002 |  |  | (OP) Operating | [6 empty] | Norfolk | 42.1106 | -71.4535 | Map | Map | ISNE
656 | ANP Blackstone Energy Company LLC | 55212 | ANP Blackstone Energy Project | IPP Non-CHP | MA | U1 |  | 289 | 250.7 | 280.7 | Natural Gas Fired Combined Cycle | NG | CS | 6 | 2001 |  |  | (OP) Operating | [6 empty] | Worcester | 42.0599 | -71.5158 | Map | Map | ISNE
656 | ANP Blackstone Energy Company LLC | 55212 | ANP Blackstone Energy Project | IPP Non-CHP | MA | U2 |  | 289 | 248.7 | 278.8 | Natural Gas Fired Combined Cycle | NG | CS | 7 | 2001 |  |  | (OP) Operating | [6 empty] | Worcester | 42.0599 | -71.5158 | Map | Map | ISNE
59368 | Calpine Fore River Energy Center, LLC | 55317 | Fore River Generating Station | IPP Non-CHP | MA | GT11 | G942 | 278.6 | 228.8 | 265.7 | Natural Gas Fired Combined Cycle | NG | CT | 8 | 2003 |  |  | (OP) Operating | [6 empty] | Norfolk | 42.2422 | -70.9661 | Map | Map | ISNE
59368 | Calpine Fore River Energy Center, LLC | 55317 | Fore River Generating Station | IPP Non-CHP | MA | GT12 | G942 | 278.6 | 228.1 | 264.9 | Natural Gas Fired Combined Cycle | NG | CT | 8 | 2003 |  |  | (OP) Operating | [6 empty] | Norfolk | 42.2422 | -70.9661 | Map | Map | ISNE
59368 | Calpine Fore River Energy Center, LLC | 55317 | Fore River Generating Station | IPP Non-CHP | MA | ST15 | G942 | 315 | 269.1 | 312.4 | Natural Gas Fired Combined Cycle | NG | CA | 8 | 2003 |  |  | (OP) Operating | [6 empty] | Norfolk | 42.2422 | -70.9661 | Map | Map | ISNE
25049 | Gas Recovery Systems Inc | 55589 | GRS Fall River | IPP Non-CHP | MA | 3 |  | 5.3 | 4.4 | 4.8 | Landfill Gas | LFG | GT | 7 | 2000 |  |  | (OP) Operating | [6 empty] | Bristol | 41.7487 | -71.1065 | Map | Map | ISNE
56221 | New England Confectionery Co Inc | 55999 | NECCO Co-Generation | IPP CHP | MA | GEN1 |  | 2.9 | 2.8 | 2.9 | Natural Gas Internal Combustion Engine | NG | IC | 3 | 2004 |  |  | (OP) Operating | [6 empty] | Suffolk | 42.4137 | -71.0022 | Map | Map | ISNE
56221 | New England Confectionery Co Inc | 55999 | NECCO Co-Generation | IPP CHP | MA | GEN2 |  | 2.9 | 2.8 | 2.9 | Natural Gas Internal Combustion Engine | NG | IC | 3 | 2004 |  |  | (OP) Operating | [6 empty] | Suffolk | 42.4137 | -71.0022 | Map | Map | ISNE
54812 | AMERESCO Chicopee Energy LLC | 56426 | Ameresco Chicopee Energy | IPP Non-CHP | MA | UNIT4 |  | 2.1 | 2 | 2 | Landfill Gas | LFG | IC | 3 | 2010 |  |  | (OP) Operating | [6 empty] | Hampden | 42.1626 | -72.5367 | Map | Map | ISNE
54812 | AMERESCO Chicopee Energy LLC | 56426 | Ameresco Chicopee Energy | IPP Non-CHP | MA | Unit1 |  | 1.9 | 1.9 | 1.9 | Landfill Gas | LFG | IC | 2 | 2004 |  |  | (OP) Operating | [6 empty] | Hampden | 42.1626 | -72.5367 | Map | Map | ISNE
54812 | AMERESCO Chicopee Energy LLC | 56426 | Ameresco Chicopee Energy | IPP Non-CHP | MA | Unit2 |  | 1.9 | 1.9 | 1.9 | Landfill Gas | LFG | IC | 2 | 2004 |  |  | (OP) Operating | [6 empty] | Hampden | 42.1626 | -72.5367 | Map | Map | ISNE
54812 | AMERESCO Chicopee Energy LLC | 56426 | Ameresco Chicopee Energy | IPP Non-CHP | MA | Unit3 |  | 1.9 | 1.9 | 1.9 | Landfill Gas | LFG | IC | 2 | 2004 |  |  | (OP) Operating | [6 empty] | Hampden | 42.1626 | -72.5367 | Map | Map | ISNE
54842 | WM Renewable Energy LLC | 56527 | Fitchburg Gas Recovery | IPP Non-CHP | MA | GEN1 |  | 1.6 | 1.6 | 1.6 | Landfill Gas | LFG | IC | 10 | 2007 |  |  | (OP) Operating | [6 empty] | Worcester | 42.5354 | -71.8481 | Map | Map | ISNE
54842 | WM Renewable Energy LLC | 56527 | Fitchburg Gas Recovery | IPP Non-CHP | MA | GEN2 |  | 1.6 | 1.6 | 1.6 | Landfill Gas | LFG | IC | 10 | 2007 |  |  | (OP) Operating | [6 empty] | Worcester | 42.5354 | -71.8481 | Map | Map | ISNE
54842 | WM Renewable Energy LLC | 56527 | Fitchburg Gas Recovery | IPP Non-CHP | MA | GEN3 |  | 1.6 | 1.6 | 1.6 | Landfill Gas | LFG | IC | 1 | 2009 |  |  | (OP) Operating | [6 empty] | Worcester | 42.5354 | -71.8481 | Map | Map | ISNE
8797 | Hull Municipal Light Plant | 56800 | Hull Wind II | Electric Utility | MA | HW2 |  | 1.8 | 1.8 | 1.8 | Onshore Wind Turbine | WND | WT | 5 | 2006 |  |  | (OP) Operating | [6 empty] | Plymouth | 42.2611 | -70.8564 | Map | Map | ISNE
56406 | Newark America | 57103 | Newark America Mill | Industrial CHP | MA | 1 |  | 6.3 | 3 | 3 | Natural Gas Steam Turbine | NG | ST | 2 | 2007 |  |  | (OP) Operating | [6 empty] | Worcester | 42.561 | -71.8488 | Map | Map | ISNE
56619 | Air Force Civil Engineer Center | 57253 | MA Military Reservation Wind Project | IPP Non-CHP | MA | 1 |  | 1.5 | 1.5 | 1.5 | Onshore Wind Turbine | WND | WT | 12 | 2009 |  |  | (OP) Operating | [6 empty] | Barnstable | 41.6647 | -70.5942 | Map | Map | ISNE
56619 | Air Force Civil Engineer Center | 57253 | MA Military Reservation Wind Project | IPP Non-CHP | MA | 2 |  | 1.5 | 1.5 | 1.5 | Onshore Wind Turbine | WND | WT | 11 | 2011 |  |  | (OP) Operating | [6 empty] | Barnstable | 41.6647 | -70.5942 | Map | Map | ISNE
56619 | Air Force Civil Engineer Center | 57253 | MA Military Reservation Wind Project | IPP Non-CHP | MA | 3 |  | 1.5 | 1.5 | 1.5 | Onshore Wind Turbine | WND | WT | 11 | 2011 |  |  | (OP) Operating | [6 empty] | Barnstable | 41.6647 | -70.5942 | Map | Map | ISNE
11804 | Massachusetts Electric Co | 57265 | Dorchester Solar Site | Electric Utility | MA | 1 |  | 1 | 1 | 1 | Solar Photovoltaic | SUN | PV | 1 | 2012 |  |  | (OP) Operating | [6 empty] | Suffolk | 42.3008 | -71.0472 | Map | Map | ISNE
11804 | Massachusetts Electric Co | 57269 | Haverhill Solar Power Project | Electric Utility | MA | 1 |  | 1 | 0.8 | 0.5 | Solar Photovoltaic | SUN | PV | 12 | 2010 |  |  | (OP) Operating | [6 empty] | Essex | 42.7811 | -71.0926 | Map | Map | ISNE
11804 | Massachusetts Electric Co | 57270 | NEDC Solar Site | Electric Utility | MA | 1 |  | 1 | 0.8 | 0.5 | Solar Photovoltaic | SUN | PV | 6 | 2010 |  |  | (OP) Operating | [6 empty] | Worcester | 42.1052 | -71.703 | Map | Map | ISNE
15399 | Avangrid Renewables LLC | 57380 | New England Wind LLC | IPP Non-CHP | MA | 1 |  | 28.5 | 28.5 | 28.5 | Onshore Wind Turbine | WND | WT | 12 | 2012 |  |  | (OP) Operating | [6 empty] | Berkshire | 42.7297 | -73.0236 | Map | Map | ISNE
56742 | Notus Clean Energy LLC | 57414 | Notus Wind 1 | IPP Non-CHP | MA | 1 |  | 1.7 | 1.7 | 1.7 | Onshore Wind Turbine | WND | WT | 7 | 2010 |  |  | (OP) Operating | [6 empty] | Barnstable | 41.6083 | -70.6089 | Map | Map | ISNE
56769 | Consolidated Edison Development Inc. | 57473 | Dartmouth Solar | IPP Non-CHP | MA | DSMA |  | 1.6 | 1.6 | 1.6 | Solar Photovoltaic | SUN | PV | 3 | 2011 |  |  | (OP) Operating | [6 empty] | Bristol | 41.7158 | -70.9745 | Map | Map | ISNE
56999 | Western Massachusetts Electric Company | 57674 | Indian Orchard PV Facility | Electric Utility | MA | 1 |  | 2.3 | 2.3 | 2.3 | Solar Photovoltaic | SUN | PV | 12 | 2011 |  |  | (OP) Operating | [6 empty] | Hampden | 42.1514 | -72.4989 | Map | Map | ISNE
56999 | Western Massachusetts Electric Company | 57676 | Silver Lake Solar Photovoltaic Facility | Electric Utility | MA | 1 |  | 1.8 | 1.8 | 1.8 | Solar Photovoltaic | SUN | PV | 12 | 2010 |  |  | (OP) Operating | [6 empty] | Berkshire | 42.4525 | -73.2403 | Map | Map | ISNE
11806 | Massachusetts Mun Wholes Electric Co | 57721 | Berkshire Wind Power Project | Electric Utility | MA | BWP |  | 15 | 15 | 15 | Onshore Wind Turbine | WND | WT | 5 | 2011 |  |  | (OP) Operating | [6 empty] | Berkshire | 42.5867 | -73.275 | Map | Map | ISNE
56769 | Consolidated Edison Development Inc. | 57838 | Dartmouth II Solar | IPP Non-CHP | MA | D2MA |  | 2 | 2 | 2 | Solar Photovoltaic | SUN | PV | 6 | 2012 |  |  | (OP) Operating | [6 empty] | Bristol | 41.6806 | -71.0308 | Map | Map | ISNE
9442 | Town of Ipswich - (MA) | 57855 | Ipswich Wind Turbine | Electric Utility | MA | 1 |  | 1.6 | 1.6 | 1.6 | Onshore Wind Turbine | WND | WT | 5 | 2011 |  |  | (OP) Operating | [6 empty] | Essex | 42.7164 | -70.8419 | Map | Map | ISNE
57309 | Holyoke Solar LLC | 57931 | Holyoke Solar Cooperative at Mueller | IPP Non-CHP | MA | PV1 |  | 2.7 | 2.7 | 2.7 | Solar Photovoltaic | SUN | PV | 12 | 2011 |  |  | (OP) Operating | [6 empty] | Hampden | 42.1909 | -72.6824 | Map | Map | ISNE
56769 | Consolidated Edison Development Inc. | 57934 | Douglas Solar | IPP Non-CHP | MA | DOMA |  | 2 | 2 | 2 | Solar Photovoltaic | SUN | PV | 12 | 2012 |  |  | (OP) Operating | [6 empty] | Worcester | 42.06 | -71.73 | Map | Map | ISNE
57318 | Constellation Solar Net Metering LLC | 57941 | Town of Uxbridge MA at Commerce Dr | IPP Non-CHP | MA | PV1 |  | 1.8 | 1.8 | 1.8 | Solar Photovoltaic | SUN | PV | 6 | 2012 |  |  | (OP) Operating | [6 empty] | Worcester | 42.0439 | -71.6175 | Map | Map | ISNE
57319 | Constellation Solar Massachusetts LLC | 57942 | Town of Norfolk MA at Medway Branch | IPP Non-CHP | MA | PV1 |  | 1.2 | 1.2 | 1.2 | Solar Photovoltaic | SUN | PV | 6 | 2012 |  |  | (OP) Operating | [6 empty] | Norfolk | 42.1278 | -71.3403 | Map | Map | ISNE
56769 | Consolidated Edison Development Inc. | 57989 | Groveland Solar | IPP Non-CHP | MA | GSMA |  | 3.2 | 3.2 | 3.2 | Solar Photovoltaic | SUN | PV | 12 | 2012 |  |  | (OP) Operating | [6 empty] | Essex | 42.7511 | -71.0372 | Map | Map | ISNE
56769 | Consolidated Edison Development Inc. | 57990 | Shrewsbury Solar | IPP Non-CHP | MA | SSMA |  | 2.5 | 2.5 | 2.5 | Solar Photovoltaic | SUN | PV | 10 | 2012 |  |  | (OP) Operating | [6 empty] | Worcester | 42.2661 | -71.6958 | Map | Map | ISNE
57365 | Consolidated Edison Solutions Inc | 57992 | Boston Scientific Solar | IPP Non-CHP | MA | BSMA |  | 1.1 | 1.1 | 1.1 | Solar Photovoltaic | SUN | PV | 12 | 2012 |  |  | (OP) Operating | [6 empty] | Norfolk | 42.2933 | -71.0339 | Map | Map | ISNE
57401 | Mt Wachusett Community College | 58025 | Mt Wachusett Community College | Commercial Non-CHP | MA | WTG1 |  | 1.7 | 1.7 | 1.7 | Onshore Wind Turbine | WND | WT | 3 | 2011 |  |  | (OP) Operating | [6 empty] | Worcester | 42.5886 | -71.9842 | Map | Map | ISNE
57401 | Mt Wachusett Community College | 58025 | Mt Wachusett Community College | Commercial Non-CHP | MA | WTG2 |  | 1.7 | 1.7 | 1.7 | Onshore Wind Turbine | WND | WT | 3 | 2011 |  |  | (OP) Operating | [6 empty] | Worcester | 42.5886 | -71.9842 | Map | Map | ISNE
57365 | Consolidated Edison Solutions Inc | 58032 | Padelford Solar | IPP Non-CHP | MA | PSMA |  | 2.2 | 2.2 | 2.2 | Solar Photovoltaic | SUN | PV | 12 | 2012 |  |  | (OP) Operating | [6 empty] | Bristol | 41.8533 | -71.065 | Map | Map | ISNE
57443 | MWRA Charlestown | 58065 | Charlestown Wind Turbine | IPP Non-CHP | MA | CWT1 |  | 1.5 | 1.5 | 1.5 | Onshore Wind Turbine | WND | WT | 10 | 2011 |  |  | (OP) Operating | [6 empty] | Suffolk | 42.3914 | -71.0708 | Map | Map | ISNE
58465 | Green States Energy, Inc. | 58097 | Green Meadows | IPP Non-CHP | MA | 1 |  | 3.5 | 3.5 | 3.5 | Solar Photovoltaic | SUN | PV | 5 | 2014 |  |  | (OP) Operating | [6 empty] | Barnstable | 41.6694 | -70.5319 | Map | Map | ISNE
58109 | President & Trustees of Williams College | 58160 | Williams College - Campus CHP | Commercial CHP | MA | GEN2 |  | 3 | 3 | 3 | Natural Gas Steam Turbine | NG | ST | 3 | 2003 |  |  | (OP) Operating | [6 empty] | Berkshire | 42.7097 | -73.2022 | Map | Map | ISNE
58109 | President & Trustees of Williams College | 58160 | Williams College - Campus CHP | Commercial CHP | MA | GEN4 |  | 2 | 2 | 2 | Petroleum Liquids | DFO | IC | 12 | 2017 |  |  | (OP) Operating | [6 empty] | Berkshire | 42.7097 | -73.2022 | Map | Map | ISNE
58109 | President & Trustees of Williams College | 58160 | Williams College - Campus CHP | Commercial CHP | MA | GEN5 |  | 2 | 2 | 2 | Petroleum Liquids | DFO | IC | 12 | 2017 |  |  | (OP) Operating | [6 empty] | Berkshire | 42.7097 | -73.2022 | Map | Map | ISNE
58138 | The Trustees of Smith College | 58166 | Smith College Central Heating Plant | Commercial CHP | MA | GT-1 |  | 5.3 | 2.7 | 3.5 | Natural Gas Fired Combustion Turbine | NG | GT | 10 | 2008 |  |  | (OP) Operating | [6 empty] | Hampshire | 42.3125 | -72.6394 | Map | Map | ISNE
57365 | Consolidated Edison Solutions Inc | 58174 | Wilson Solar | IPP Non-CHP | MA | WSMA |  | 2 | 2 | 2 | Solar Photovoltaic | SUN | PV | 6 | 2013 |  |  | (OP) Operating | [6 empty] | Worcester | 42.2642 | -71.98 | Map | Map | ISNE
58152 | Amherst College | 58185 | Amherst College Co Gen | Commercial CHP | MA | CTG |  | 1.2 | 1.2 | 1.2 | Natural Gas Fired Combustion Turbine | NG | GT | 11 | 2006 |  |  | (OP) Operating | [6 empty] | Hampshire | 42.3717 | -72.5122 | Map | Map | ISNE
58152 | Amherst College | 58185 | Amherst College Co Gen | Commercial CHP | MA | STG |  | 0.5 | 0.5 | 0.5 | Natural Gas Steam Turbine | NG | ST | 11 | 2006 |  |  | (OP) Operating | [6 empty] | Hampshire | 42.3717 | -72.5122 | Map | Map | ISNE
58185 | FirstLight Power Resources, Inc. - MA | 58210 | NFM Solar Power LLC | IPP Non-CHP | MA | 1 |  | 1.9 | 1.9 | 1.9 | Solar Photovoltaic | SUN | PV | 3 | 2012 |  |  | (OP) Operating | [6 empty] | Franklin | 42.6108 | -72.4742 | Map | Map | ISNE
59622 | Ahana Renewables, LLC | 58270 | Acushnet AD Makepeace | IPP Non-CHP | MA | 1 |  | 4.7 | 4.7 | 4.7 | Solar Photovoltaic | SUN | PV | 7 | 2012 |  |  | (OP) Operating | [6 empty] | Plymouth | 41.7989 | -70.7436 | Map | Map | ISNE
59622 | Ahana Renewables, LLC | 58271 | Acushnet Hawes Reed Road | IPP Non-CHP | MA | 1 |  | 1 | 1 | 1 | Solar Photovoltaic | SUN | PV | 7 | 2012 |  |  | (OP) Operating | [6 empty] | Bristol | 41.6622 | -71.0425 | Map | Map | ISNE
59622 | Ahana Renewables, LLC | 58272 | Easthampton Landfill-City of Easthampton | IPP Non-CHP | MA | 1 |  | 1.9 | 1.9 | 1.9 | Solar Photovoltaic | SUN | PV | 6 | 2012 |  |  | (OP) Operating | [6 empty] | Hampshire | 42.2869 | -72.7014 | Map | Map | ISNE
59155 | First Wind O&M, LLC | 58275 | Mass Midstate Solar 3 | IPP Non-CHP | MA | 1 |  | 4 | 4 | 4 | Solar Photovoltaic | SUN | PV | 5 | 2014 |  |  | (OP) Operating | [6 empty] | Worcester | 42.2197 | -71.8786 | Map | Map | ISNE
59155 | First Wind O&M, LLC | 58276 | Mass Midstate Solar 2 | IPP Non-CHP | MA | 1 |  | 5 | 5 | 5 | Solar Photovoltaic | SUN | PV | 5 | 2014 |  |  | (OP) Operating | [6 empty] | Worcester | 42.1704 | -72.2001 | Map | Map | ISNE
59155 | First Wind O&M, LLC | 58279 | Mass Midstate Solar 1 | IPP Non-CHP | MA | 1 |  | 5 | 5 | 5 | Solar Photovoltaic | SUN | PV | 5 | 2014 |  |  | (OP) Operating | [6 empty] | Worcester | 42.2197 | -71.8783 | Map | Map | ISNE
59155 | First Wind O&M, LLC | 58280 | Millbury Solar | IPP Non-CHP | MA | 1 |  | 3 | 3 | 3 | Solar Photovoltaic | SUN | PV | 4 | 2014 |  |  | (OP) Operating | [6 empty] | Worcester | 42.1647 | -71.795 | Map | Map | ISNE
58258 | SunRay Power LLC | 58282 | Leicester One MA Solar LLC | IPP Non-CHP | MA | 1 |  | 6 | 6 | 6 | Solar Photovoltaic | SUN | PV | 1 | 2015 |  |  | (OP) Operating | [6 empty] | Worcester | 42.2228 | -71.8786 | Map | Map | ISNE
58598 | Mass Solar, LLC | 58283 | Freetown Solar | IPP Non-CHP | MA | 1 |  | 5 | 4.5 | 4.5 | Solar Photovoltaic | SUN | PV | 3 | 2015 |  |  | (OP) Operating | [6 empty] | Bristol | 41.7664 | -70.9808 | Map | Map | ISNE
57365 | Consolidated Edison Solutions Inc | 58362 | Quittacas Pond Solar | IPP Non-CHP | MA | QPMA |  | 3.5 | 3.5 | 3.5 | Solar Photovoltaic | SUN | PV | 12 | 2013 |  |  | (OP) Operating | [6 empty] | Plymouth | 41.7819 | -70.9133 | Map | Map | ISNE
56769 | Consolidated Edison Development Inc. | 58385 | Northbridge Solar | IPP Non-CHP | MA | NSMA |  | 1.9 | 1.9 | 1.9 | Solar Photovoltaic | SUN | PV | 8 | 2013 |  |  | (OP) Operating | [6 empty] | Worcester | 42.1664 | -71.6456 | Map | Map | ISNE
59139 | SunEdison LLC | 58387 | CES Sterling LLC | IPP Non-CHP | MA | 1 |  | 2.4 | 2 | 2 | Solar Photovoltaic | SUN | PV | 2 | 2013 |  |  | (OP) Operating | [6 empty] | Worcester | 42.4419 | -71.7222 | Map | Map | ISNE
57081 | WGL Energy Systems, Inc | 58403 | Bellingham PV | IPP Non-CHP | MA | SO032 |  | 3 | 3 | 3 | Solar Photovoltaic | SUN | PV | 10 | 2013 |  |  | (OP) Operating | [6 empty] | Worcester | 42.075 | -71.7031 | Map | Map | ISNE
57081 | WGL Energy Systems, Inc | 58410 | Marshfield PV | IPP Non-CHP | MA | SO032 |  | 3 | 3 | 3 | Solar Photovoltaic | SUN | PV | 12 | 2013 |  |  | (OP) Operating | [6 empty] | Plymouth | 42.1117 | -70.7094 | Map | Map | ISNE
57081 | WGL Energy Systems, Inc | 58411 | Orange PV | IPP Non-CHP | MA | SO023 |  | 2 | 2 | 2 | Solar Photovoltaic | SUN | PV | 7 | 2013 |  |  | (OP) Operating | [6 empty] | Franklin | 42.585 | -72.2939 | Map | Map | ISNE
57081 | WGL Energy Systems, Inc | 58412 | Maynard PV | IPP Non-CHP | MA | SO026 |  | 1 | 1 | 1 | Solar Photovoltaic | SUN | PV | 1 | 2014 |  |  | (OP) Operating | [6 empty] | Middlesex | 42.4283 | -71.4356 | Map | Map | ISNE
57081 | WGL Energy Systems, Inc | 58423 | Southbridge PV | IPP Non-CHP | MA | SO022 |  | 3 | 3 | 3 | Solar Photovoltaic | SUN | PV | 1 | 2014 |  |  | (OP) Operating | [6 empty] | Worcester | 42.0474 | -71.9929 | Map | Map | ISNE
58506 | Westford Solar Park | 58534 | Westford Solar Park | IPP Non-CHP | MA | 1 |  | 4 | 4 | 4 | Solar Photovoltaic | SUN | PV | 4 | 2012 |  |  | (OP) Operating | [6 empty] | Middlesex | 42.6364 | -71.4194 | Map | Map | ISNE
56769 | Consolidated Edison Development Inc. | 58561 | Merrimac Solar | IPP Non-CHP | MA | MSMA |  | 1.5 | 1.5 | 1.5 | Solar Photovoltaic | SUN | PV | 12 | 2013 |  |  | (OP) Operating | [6 empty] | Essex | 42.8331 | -70.9919 | Map | Map | ISNE
56999 | Western Massachusetts Electric Company | 58568 | Cottage Street Solar Facility | Electric Utility | MA | PV-3 |  | 3.2 | 3.2 | 3.2 | Solar Photovoltaic | SUN | PV | 5 | 2014 |  |  | (OP) Operating | [6 empty] | Hampden | 42.1453 | -72.5383 | Map | Map | ISNE
60947 | Tesla Inc. | 58586 | Town of East Bridgewater | IPP Non-CHP | MA | 1 |  | 2 | 2 | 2 | Solar Photovoltaic | SUN | PV | 6 | 2013 |  |  | (OP) Operating | [6 empty] | Plymouth | 42.0511 | -70.9558 | Map | Map | ISNE
58578 | PPS Berkshire Solar LLC | 58624 | Berkshire 1 | IPP Non-CHP | MA | BER1 |  | 1.8 | 1.8 | 1.8 | Solar Photovoltaic | SUN | PV | 12 | 2011 |  |  | (OP) Operating | [6 empty] | Berkshire | 42.1144 | -73.4053 | Map | Map | ISNE
58598 | Mass Solar, LLC | 58650 | North Brookfield | IPP Non-CHP | MA | PV1 |  | 3 | 3 | 3 | Solar Photovoltaic | SUN | PV | 6 | 2014 |  |  | (OP) Operating | [6 empty] | Worcester | 42.2781 | -72.0531 | Map | Map | ISNE
58604 | US Air Force | 58661 | Cape Cod Air Force Station - 6 SWS | Commercial Non-CHP | MA | GE-3 |  | 1.7 | 1.7 | 1.7 | Onshore Wind Turbine | WND | WT | 1 | 2014 |  |  | (OP) Operating | [6 empty] | Barnstable | 41.7525 | -70.5389 | Map | Map | ISNE
58604 | US Air Force | 58661 | Cape Cod Air Force Station - 6 SWS | Commercial Non-CHP | MA | GE-4 |  | 1.7 | 1.7 | 1.7 | Onshore Wind Turbine | WND | WT | 1 | 2014 |  |  | (OP) Operating | [6 empty] | Barnstable | 41.7525 | -70.5389 | Map | Map | ISNE
58598 | Mass Solar, LLC | 58680 | Braley Road 2 | IPP Non-CHP | MA | PV1 |  | 2.7 | 2.6 | 2.6 | Solar Photovoltaic | SUN | PV | 3 | 2015 |  |  | (OP) Operating | [6 empty] | Bristol | 41.7517 | -70.9669 | Map | Map | ISNE
58598 | Mass Solar, LLC | 58682 | Dartmouth | IPP Non-CHP | MA | PV1 |  | 6.3 | 6.3 | 6.3 | Solar Photovoltaic | SUN | PV | 4 | 2014 |  |  | (OP) Operating | [6 empty] | Bristol | 41.6761 | -70.9969 | Map | Map | ISNE
58639 | Axio Green LLC | 58702 | Axio Green LLC | IPP Non-CHP | MA | 1 |  | 2 | 2 | 2 | Solar Photovoltaic | SUN | PV | 6 | 2012 |  |  | (OP) Operating | [6 empty] | Franklin | 42.5761 | -72.61 | Map | Map | ISNE
57365 | Consolidated Edison Solutions Inc | 58749 | Tihonet Solar | IPP Non-CHP | MA | TSMA |  | 1 | 1 | 1 | Solar Photovoltaic | SUN | PV | 5 | 2014 |  |  | (OP) Operating | [6 empty] | Plymouth | 41.7875 | -70.7233 | Map | Map | ISNE
58721 | Solar Sudbury One LF LLC | 58839 | Sudbury Landfill | IPP Non-CHP | MA | INV1 |  | 0.5 | 0.5 | 0.5 | Solar Photovoltaic | SUN | PV | 12 | 2013 |  |  | (OP) Operating | [6 empty] | Middlesex | 42.3639 | -71.385 | Map | Map | ISNE
58721 | Solar Sudbury One LF LLC | 58839 | Sudbury Landfill | IPP Non-CHP | MA | INV2 |  | 0.3 | 0.3 | 0.3 | Solar Photovoltaic | SUN | PV | 12 | 2013 |  |  | (OP) Operating | [6 empty] | Middlesex | 42.3639 | -71.385 | Map | Map | ISNE
58721 | Solar Sudbury One LF LLC | 58839 | Sudbury Landfill | IPP Non-CHP | MA | INV3 |  | 0.5 | 0.5 | 0.5 | Solar Photovoltaic | SUN | PV | 12 | 2013 |  |  | (OP) Operating | [6 empty] | Middlesex | 42.3639 | -71.385 | Map | Map | ISNE
59139 | SunEdison LLC | 58871 | Berkley East Solar LLC | IPP Non-CHP | MA | 1 |  | 3 | 2.9 | 2.9 | Solar Photovoltaic | SUN | PV | 7 | 2013 |  |  | (OP) Operating | [6 empty] | Bristol | 41.8239 | -71.0414 | Map | Map | ISNE
58801 | Integrys MA Solar, LLC | 58934 | Integrys MA Solar, LLC - Ashburnham Site | IPP Non-CHP | MA | ASH-R |  | 2.6 | 2.6 | 2.6 | Solar Photovoltaic | SUN | PV | 12 | 2013 |  |  | (OP) Operating | [6 empty] | Worcester | 42.5994 | -71.9419 | Map | Map | ISNE
58801 | Integrys MA Solar, LLC | 58934 | Integrys MA Solar, LLC - Ashburnham Site | IPP Non-CHP | MA | ASH10 |  | 0.3 | 0.3 | 0.3 | Solar Photovoltaic | SUN | PV | 12 | 2013 |  |  | (OP) Operating | [6 empty] | Worcester | 42.5994 | -71.9419 | Map | Map | ISNE
58802 | Walpole Solar 2, LLC | 58936 | Walpole Solar 2 | IPP Non-CHP | MA | WLPL1 |  | 2.4 | 2.4 | 2.4 | Solar Photovoltaic | SUN | PV | 4 | 2014 |  |  | (OP) Operating | [6 empty] | Norfolk | 42.1172 | -71.2658 | Map | Map | ISNE
58803 | Gardner Solar 1, LLC | 58937 | Gardner Solar 1 | IPP Non-CHP | MA | GRDN1 |  | 2 | 2 | 2 | Solar Photovoltaic | SUN | PV | 5 | 2014 |  |  | (OP) Operating | [6 empty] | Worcester | 42.5864 | -72.0308 | Map | Map | ISNE
58809 | Simonds Saw LLC | 58945 | Simonds | IPP CHP | MA | GEN 1 |  | 0.6 | 0.6 | 0.6 | Natural Gas Internal Combustion Engine | NG | IC | 12 | 2011 |  |  | (OP) Operating | [6 empty] | Middlesex | 42.5678 | -71.7739 | Map | Map | ISNE
58809 | Simonds Saw LLC | 58945 | Simonds | IPP CHP | MA | GEN 2 |  | 0.6 | 0.6 | 0.6 | Natural Gas Internal Combustion Engine | NG | IC | 12 | 2011 |  |  | (OP) Operating | [6 empty] | Middlesex | 42.5678 | -71.7739 | Map | Map | ISNE
58809 | Simonds Saw LLC | 58945 | Simonds | IPP CHP | MA | GEN 3 |  | 0.6 | 0.6 | 0.6 | Natural Gas Internal Combustion Engine | NG | IC | 12 | 2011 |  |  | (OP) Operating | [6 empty] | Middlesex | 42.5678 | -71.7739 | Map | Map | ISNE
58821 | Camelot Wind LLC | 58958 | Camelot Wind LLC | IPP Non-CHP | MA | CMLTW |  | 1.5 | 1.5 | 1.5 | Onshore Wind Turbine | WND | WT | 10 | 2012 |  |  | (OP) Operating | [6 empty] | Plymouth | 41.9253 | -70.64 | Map | Map | ISNE
58837 | Fairview Farms Solar LLC | 58974 | Fairview Farms Solar | IPP Non-CHP | MA | PV1 |  | 2 | 2.3 | 1.3 | Solar Photovoltaic | SUN | PV | 6 | 2014 |  |  | (OP) Operating | [6 empty] | Franklin | 42.4597 | -72.6103 | Map | Map | ISNE
58844 | Dept of Corrections NCCI Wind | 58992 | Dept of Corrections NCCI Wind | Commercial Non-CHP | MA | WND-1 |  | 1.7 | 1.7 | 1.7 | Onshore Wind Turbine | WND | WT | 11 | 2013 |  |  | (OP) Operating | [6 empty] | Worcester | 42.5722 | -71.9447 | Map | Map | ISNE
58844 | Dept of Corrections NCCI Wind | 58992 | Dept of Corrections NCCI Wind | Commercial Non-CHP | MA | WND-2 |  | 1.7 | 1.7 | 1.7 | Onshore Wind Turbine | WND | WT | 11 | 2013 |  |  | (OP) Operating | [6 empty] | Worcester | 42.5722 | -71.9447 | Map | Map | ISNE
58860 | Southbridge Recycling and Disposal Park | 59011 | Southbridge Landfill Gas-to-Energy | IPP Non-CHP | MA | CAT |  | 1.6 | 1.5 | 1.5 | Landfill Gas | LFG | IC | 10 | 2011 |  |  | (OP) Operating | [6 empty] | Worcester | 42.1044 | -72.0325 | Map | Map | ISNE
58863 | Main Street Power | 59013 | Scituate PV | IPP Non-CHP | MA | SCT |  | 2.5 | 2.5 | 2.5 | Solar Photovoltaic | SUN | PV | 10 | 2013 |  |  | (OP) Operating | [6 empty] | Plymouth | 42.1775 | -70.7406 | Map | Map | ISNE
58863 | Main Street Power | 59014 | Bolton PV | IPP Non-CHP | MA | BLT |  | 4.9 | 4.9 | 4.9 | Solar Photovoltaic | SUN | PV | 12 | 2013 |  |  | (OP) Operating | [6 empty] | Worcester | 42.4497 | -71.6431 | Map | Map | ISNE
58863 | Main Street Power | 59015 | Stow PV | IPP Non-CHP | MA | STW |  | 2 | 2 | 2 | Solar Photovoltaic | SUN | PV | 12 | 2013 |  |  | (OP) Operating | [6 empty] | Middlesex | 42.4369 | -71.5061 | Map | Map | ISNE
58867 | Kingston Wind Independence | 59022 | Kingston Wind Independence | IPP Non-CHP | MA | 1 |  | 2 | 2 | 2 | Onshore Wind Turbine | WND | WT | 5 | 2012 |  |  | (OP) Operating | [6 empty] | Plymouth | 41.9789 | -70.7158 | Map | Map | ISNE
58866 | Ipswich Wind Independence | 59023 | Ipswich Wind Independence | IPP Non-CHP | MA | GEN 1 |  | 2 | 2 | 2 | Onshore Wind Turbine | WND | WT | 12 | 2012 |  |  | (OP) Operating | [6 empty] | Essex | 42.7172 | -70.8464 | Map | Map | ISNE
58871 | Citizens Enterprises Corporation | 59028 | Agawam Solar | IPP Non-CHP | MA | 0028 |  | 1.5 | 1.5 | 1.5 | Solar Photovoltaic | SUN | PV | 3 | 2012 |  |  | (OP) Operating | [6 empty] | Hampden | 42.0819 | -72.6144 | Map | Map | ISNE
58871 | Citizens Enterprises Corporation | 59029 | Rehoboth Solar | IPP Non-CHP | MA | 0040 |  | 2 | 2 | 2 | Solar Photovoltaic | SUN | PV | 12 | 2013 |  |  | (OP) Operating | [6 empty] | Bristol | 41.9017 | -71.2425 | Map | Map | ISNE
58871 | Citizens Enterprises Corporation | 59030 | Chicopee Solar | IPP Non-CHP | MA | 0036 |  | 3 | 3 | 3 | Solar Photovoltaic | SUN | PV | 12 | 2013 |  |  | (OP) Operating | [6 empty] | Hampden | 42.1856 | -72.5825 | Map | Map | ISNE
58871 | Citizens Enterprises Corporation | 59031 | Route 57 Solar | IPP Non-CHP | MA | 0027 |  | 1.5 | 1.5 | 1.5 | Solar Photovoltaic | SUN | PV | 3 | 2013 |  |  | (OP) Operating | [6 empty] | Hampden | 42.0589 | -72.6642 | Map | Map | ISNE
58871 | Citizens Enterprises Corporation | 59032 | EBZ Solar | IPP Non-CHP | MA | 0031 |  | 2.5 | 2.5 | 2.5 | Solar Photovoltaic | SUN | PV | 1 | 2013 |  |  | (OP) Operating | [6 empty] | Middlesex | 42.5706 | -71.625 | Map | Map | ISNE
58871 | Citizens Enterprises Corporation | 59033 | Whately Solar | IPP Non-CHP | MA | 0024 |  | 1.5 | 1.5 | 1.5 | Solar Photovoltaic | SUN | PV | 3 | 2013 |  |  | (OP) Operating | [6 empty] | Franklin | 42.4461 | -72.6236 | Map | Map | ISNE
58879 | 651 Chase Solar NG LLC | 59046 | 651 Chase Solar NG | IPP Non-CHP | MA | PV1 |  | 2.5 | 3.4 | 1.5 | Solar Photovoltaic | SUN | PV | 6 | 2014 |  |  | (OP) Operating | [6 empty] | Worcester | 42.6267 | -71.7428 | Map | Map | ISNE
58888 | City of Pittsfield | 59060 | Waste Water Treatment Plant | IPP Non-CHP | MA | WWPV |  | 1.5 | 0.3 | 0.2 | Solar Photovoltaic | SUN | PV | 1 | 2012 |  |  | (OP) Operating | [6 empty] | Berkshire | 42.41 | -73.24 | Map | Map | ISNE
58894 | CF CVEC Owner One LLC | 59075 | Brewster Landfill | IPP Non-CHP | MA | BRE1 |  | 1 | 1 | 1 | Solar Photovoltaic | SUN | PV | 9 | 2014 |  |  | (OP) Operating | [6 empty] | Barnstable | 41.7456 | -70.1031 | Map | Map | ISNE
58894 | CF CVEC Owner One LLC | 59077 | Chatham Landfill | IPP Non-CHP | MA | CHA |  | 1.5 | 1.5 | 1.5 | Solar Photovoltaic | SUN | PV | 9 | 2014 |  |  | (OP) Operating | [6 empty] | Barnstable | 41.6861 | -70.0061 | Map | Map | ISNE
58894 | CF CVEC Owner One LLC | 59078 | Harwich Landfill | IPP Non-CHP | MA | HAR1 |  | 4 | 4 | 4 | Solar Photovoltaic | SUN | PV | 8 | 2014 |  |  | (OP) Operating | [6 empty] | Barnstable | 41.6961 | -70.0919 | Map | Map | ISNE
58894 | CF CVEC Owner One LLC | 59079 | Katama Farm | IPP Non-CHP | MA | KAT1 |  | 1 | 1 | 1 | Solar Photovoltaic | SUN | PV | 6 | 2014 |  |  | (OP) Operating | [6 empty] | Dukes | 41.3611 | -70.5169 | Map | Map | ISNE
58894 | CF CVEC Owner One LLC | 59080 | Nunnepog | IPP Non-CHP | MA | NUN1 |  | 1 | 1 | 1 | Solar Photovoltaic | SUN | PV | 6 | 2014 |  |  | (OP) Operating | [6 empty] | Dukes | 41.3589 | -70.505 | Map | Map | ISNE
58894 | CF CVEC Owner One LLC | 59081 | Barnstable Landfill | IPP Non-CHP | MA | HAR1 |  | 4 | 4 | 4 | Solar Photovoltaic | SUN | PV | 9 | 2014 |  |  | (OP) Operating | [6 empty] | Barnstable | 41.6597 | -70.3956 | Map | Map | ISNE
58894 | CF CVEC Owner One LLC | 59082 | Dennis Landfill | IPP Non-CHP | MA | DEN1 |  | 5 | 5 | 5 | Solar Photovoltaic | SUN | PV | 9 | 2014 |  |  | (OP) Operating | [6 empty] | Barnstable | 41.6931 | -70.145 | Map | Map | ISNE
57170 | EDF Renewable Asset Holdings, Inc. | 59085 | Lepomis PV Energy LLC | IPP Non-CHP | MA | INV-1 |  | 4.5 | 4.5 | 4.5 | Solar Photovoltaic | SUN | PV | 6 | 2014 |  |  | (OP) Operating | [6 empty] | Plymouth | 41.8572 | -70.5583 | Map | Map | ISNE
56997 | Marina Energy LLC | 59090 | Rockland Solar | IPP Non-CHP | MA | GEN1 |  | 2 | 2 | 2 | Solar Photovoltaic | SUN | PV | 12 | 2013 |  |  | (OP) Operating | [6 empty] | Plymouth | 42.0892 | -70.8978 | Map | Map | ISNE
59622 | Ahana Renewables, LLC | 59121 | Acushnet-Braley Road 1 | IPP Non-CHP | MA | 57449 |  | 1.9 | 1.9 | 1.9 | Solar Photovoltaic | SUN | PV | 1 | 2013 |  |  | (OP) Operating | [6 empty] | Bristol | 41.7517 | -70.9706 | Map | Map | ISNE
59622 | Ahana Renewables, LLC | 59128 | Acushnet- High Hill | IPP Non-CHP | MA | 57449 |  | 3.2 | 3.2 | 3.2 | Solar Photovoltaic | SUN | PV | 3 | 2013 |  |  | (OP) Operating | [6 empty] | Bristol | 41.7144 | -70.9972 | Map | Map | ISNE
59622 | Ahana Renewables, LLC | 59131 | Dartmouth Landfill | IPP Non-CHP | MA | 57449 |  | 1.3 | 1.3 | 1.3 | Solar Photovoltaic | SUN | PV | 2 | 2013 |  |  | (OP) Operating | [6 empty] | Bristol | 41.5811 | -70.9981 | Map | Map | ISNE
59622 | Ahana Renewables, LLC | 59134 | Easton Landfill | IPP Non-CHP | MA | 57449 |  | 1.9 | 1.9 | 1.9 | Solar Photovoltaic | SUN | PV | 10 | 2013 |  |  | (OP) Operating | [6 empty] | Bristol | 42.0103 | -71.0922 | Map | Map | ISNE
59622 | Ahana Renewables, LLC | 59135 | Ludlow Landfill | IPP Non-CHP | MA | 57449 |  | 2.6 | 2.6 | 2.6 | Solar Photovoltaic | SUN | PV | 8 | 2013 |  |  | (OP) Operating | [6 empty] | Hampden | 42.1822 | -72.5075 | Map | Map | ISNE
59622 | Ahana Renewables, LLC | 59136 | Methuen Landfill | IPP Non-CHP | MA | 57449 |  | 1.3 | 1.3 | 1.3 | Solar Photovoltaic | SUN | PV | 7 | 2013 |  |  | (OP) Operating | [6 empty] | Essex | 42.7447 | -71.175 | Map | Map | ISNE
59622 | Ahana Renewables, LLC | 59137 | Plymouth Site 1 | IPP Non-CHP | MA | 57449 |  | 5.6 | 5.6 | 5.6 | Solar Photovoltaic | SUN | PV | 10 | 2013 |  |  | (OP) Operating | [6 empty] | Plymouth | 41.96 | -70.7786 | Map | Map | ISNE
57170 | EDF Renewable Asset Holdings, Inc. | 59140 | EDF Lancaster | IPP Non-CHP | MA | INV-1 |  | 4.5 | 4.5 | 4.5 | Solar Photovoltaic | SUN | PV | 7 | 2014 |  |  | (OP) Operating | [6 empty] | Worcester | 42.5292 | -71.6653 | Map | Map | ISNE
58440 | CD US Solar MT 2 LLC | 59178 | Franklin 1 | IPP Non-CHP | MA | KRS04 |  | 3 | 3 | 3 | Solar Photovoltaic | SUN | PV | 11 | 2013 |  |  | (OP) Operating | [6 empty] | Norfolk | 42.0406 | -71.3936 | Map | Map | ISNE
58440 | CD US Solar MT 2 LLC | 59179 | Franklin 2 | IPP Non-CHP | MA | KRS05 |  | 4 | 4 | 4 | Solar Photovoltaic | SUN | PV | 12 | 2013 |  |  | (OP) Operating | [6 empty] | Norfolk | 42.0542 | -71.3917 | Map | Map | ISNE
58801 | Integrys MA Solar, LLC | 59241 | Brockelman | IPP Non-CHP | MA | BROCK |  | 3 | 3 | 3 | Solar Photovoltaic | SUN | PV | 11 | 2013 |  |  | (OP) Operating | [6 empty] | Worcester | 42.4814 | -71.7169 | Map | Map | ISNE
58801 | Integrys MA Solar, LLC | 59242 | Beverly | IPP Non-CHP | MA | BVRLY |  | 2 | 2 | 2 | Solar Photovoltaic | SUN | PV | 5 | 2014 |  |  | (OP) Operating | [6 empty] | Essex | 42.59 | -70.9119 | Map | Map | ISNE
59141 | Devens | 59358 | Devens | IPP Non-CHP | MA | MA2 |  | 3 | 2 | 1 | Solar Photovoltaic | SUN | PV | 6 | 2014 |  |  | (OP) Operating | [6 empty] | Middlesex | 42.5592 | -71.6259 | Map | Map | ISNE
58258 | SunRay Power LLC | 59361 | Browne Solar LLC | IPP Non-CHP | MA | PV1 |  | 1.4 | 1.4 | 1.4 | Solar Photovoltaic | SUN | PV | 4 | 2014 |  |  | (OP) Operating | [6 empty] | Hampden | 42.2008 | -72.3222 | Map | Map | ISNE
58258 | SunRay Power LLC | 59362 | Indian Hill Solar LLC | IPP Non-CHP | MA | PV1 |  | 1.4 | 1.4 | 1.4 | Solar Photovoltaic | SUN | PV | 4 | 2014 |  |  | (OP) Operating | [6 empty] | Hampden | 42.2008 | -72.3222 | Map | Map | ISNE
58258 | SunRay Power LLC | 59363 | State Street Solar LLC | IPP Non-CHP | MA | PV1 |  | 1.4 | 1.4 | 1.4 | Solar Photovoltaic | SUN | PV | 4 | 2014 |  |  | (OP) Operating | [6 empty] | Hampden | 42.2008 | -72.3222 | Map | Map | ISNE
58258 | SunRay Power LLC | 59368 | Westborough Solar LLC | IPP Non-CHP | MA | PV1 |  | 2.2 | 2.2 | 2.2 | Solar Photovoltaic | SUN | PV | 4 | 2014 |  |  | (OP) Operating | [6 empty] | Worcester | 42.2633 | -71.6092 | Map | Map | ISNE
58677 | CD US Solar MT1 LLC | 59390 | True North | IPP Non-CHP | MA | TNE1 |  | 4.8 | 4.8 | 4.8 | Solar Photovoltaic | SUN | PV | 8 | 2012 |  |  | (OP) Operating | [6 empty] | Essex | 42.8475 | -70.8983 | Map | Map | ISNE
58440 | CD US Solar MT 2 LLC | 59394 | Grafton Solar | IPP Non-CHP | MA | KRS03 |  | 1.5 | 1.5 | 1.5 | Solar Photovoltaic | SUN | PV | 10 | 2013 |  |  | (OP) Operating | [6 empty] | Worcester | 42.1992 | -71.6792 | Map | Map | ISNE
59174 | CD US Solar MT3, LLC | 59396 | Shaffer | IPP Non-CHP | MA | SHF01 |  | 5 | 5 | 5 | Solar Photovoltaic | SUN | PV | 9 | 2014 |  |  | (OP) Operating | [6 empty] | Middlesex | 42.5942 | -71.2494 | Map | Map | ISNE
59230 | DESRI V Mass Solar Holdco, LLC | 59463 | Ayers Village Solar | IPP Non-CHP | MA | 1 |  | 2 | 2 | 2 | Solar Photovoltaic | SUN | PV | 6 | 2014 |  |  | (OP) Operating | [6 empty] | Essex | 42.7919 | -71.1775 | Map | Map | ISNE
59230 | DESRI V Mass Solar Holdco, LLC | 59464 | Monson Solar | IPP Non-CHP | MA | 2 |  | 3 | 3 | 3 | Solar Photovoltaic | SUN | PV | 7 | 2014 |  |  | (OP) Operating | [6 empty] | Hampden | 42.1244 | -72.3325 | Map | Map | ISNE
59230 | DESRI V Mass Solar Holdco, LLC | 59465 | Sullivan Solar | IPP Non-CHP | MA | 1 |  | 1.5 | 1.5 | 1.5 | Solar Photovoltaic | SUN | PV | 8 | 2014 |  |  | (OP) Operating | [6 empty] | Bristol | 41.655 | -70.9564 | Map | Map | ISNE
59230 | DESRI V Mass Solar Holdco, LLC | 59466 | Winchendon Solar | IPP Non-CHP | MA | 3 |  | 1.9 | 1.9 | 1.9 | Solar Photovoltaic | SUN | PV | 4 | 2014 |  |  | (OP) Operating | [6 empty] | Worcester | 42.6594 | -71.9917 | Map | Map | ISNE
59232 | Kearsarge Solar LLC | 59468 | KS Solar Six LLC | IPP Non-CHP | MA | HUBB |  | 2.5 | 2 | 2 | Solar Photovoltaic | SUN | PV | 12 | 2013 |  |  | (OP) Operating | [6 empty] | Worcester | 42.4708 | -72.045 | Map | Map | ISNE
59254 | NuGen Capital Management | 59484 | Hadley Solar NG, LLC | IPP Non-CHP | MA | PV1 |  | 3 | 2 | 1 | Solar Photovoltaic | SUN | PV | 7 | 2014 |  |  | (OP) Operating | [6 empty] | Hampshire | 42.3521 | -72.5388 | Map | Map | ISNE
59254 | NuGen Capital Management | 59485 | 265 Pleasant Solar NG, LLC | IPP Non-CHP | MA | PV2 |  | 2.2 | 1.9 | 0.3 | Solar Photovoltaic | SUN | PV | 7 | 2014 |  |  | (OP) Operating | [6 empty] | Worcester | 42.5814 | -71.7622 | Map | Map | ISNE
59286 | Heliovaas LLC | 59543 | Acton Solar Landfill | Commercial Non-CHP | MA | ACTON |  | 1.6 | 1.6 | 1.6 | Solar Photovoltaic | SUN | PV | 12 | 2013 |  |  | (OP) Operating | [6 empty] | Middlesex | 42.4733 | -71.4306 | Map | Map | ISNE
58894 | CF CVEC Owner One LLC | 59573 | Tisbury Landfill Solar | IPP Non-CHP | MA | TIS1 |  | 1.1 | 1.1 | 1.1 | Solar Photovoltaic | SUN | PV | 7 | 2014 |  |  | (OP) Operating | [6 empty] | Dukes | 41.4447 | -70.6131 | Map | Map | ISNE
57365 | Consolidated Edison Solutions Inc | 59622 | Future Generation Wind | IPP Non-CHP | MA | FGMA |  | 8 | 7.9 | 7.9 | Onshore Wind Turbine | WND | WT | 8 | 2016 |  |  | (OP) Operating | [6 empty] | Plymouth | 41.7744 | -70.6158 | Map | Map | ISNE
58871 | Citizens Enterprises Corporation | 59624 | Twiss Street Solar | IPP Non-CHP | MA | PV1 |  | 1.5 | 1.5 | 1.5 | Solar Photovoltaic | SUN | PV | 1 | 2015 |  |  | (OP) Operating | [6 empty] | Hampden | 42.1483 | -72.7481 | Map | Map | ISNE
58871 | Citizens Enterprises Corporation | 59625 | Chicopee River Solar | IPP Non-CHP | MA | PV1 |  | 2 | 2 | 2 | Solar Photovoltaic | SUN | PV | 1 | 2015 |  |  | (OP) Operating | [6 empty] | Hampden | 42.1503 | -72.5522 | Map | Map | ISNE
58871 | Citizens Enterprises Corporation | 59626 | Chicopee Granby Road Solar | IPP Non-CHP | MA | PV1 |  | 1.6 | 1.6 | 1.6 | Solar Photovoltaic | SUN | PV | 1 | 2015 |  |  | (OP) Operating | [6 empty] | Hampden | 42.1581 | -72.5958 | Map | Map | ISNE
59388 | Charlton Solar I, LLC | 59636 | Charlton Solar I | IPP Non-CHP | MA | 37021 |  | 4.4 | 3.9 | 2.3 | Solar Photovoltaic | SUN | PV | 12 | 2014 |  |  | (OP) Operating | [6 empty] | Worcester | 42.1275 | -71.9964 | Map | Map | ISNE
59395 | Philips Lightolier | 59639 | Lightolier Wind I Turbine | Industrial Non-CHP | MA | LIGHT |  | 2 | 2 | 2 | Onshore Wind Turbine | WND | WT | 2 | 2012 |  |  | (OP) Operating | [6 empty] | Bristol | 41.7456 | -71.1172 | Map | Map | ISNE
59484 | Framingham State University | 59717 | Framingham State University Plant | Commercial Non-CHP | MA | ACPV |  | 0.7 | 0.7 | 0.7 | Solar Photovoltaic | SUN | PV | 4 | 2011 |  |  | (OP) Operating | [6 empty] | Middlesex | 42.2979 | -71.4361 | Map | Map | ISNE
59484 | Framingham State University | 59717 | Framingham State University Plant | Commercial Non-CHP | MA | CCPV |  | 0.3 | 0.3 | 0.3 | Solar Photovoltaic | SUN | PV | 4 | 2011 |  |  | (OP) Operating | [6 empty] | Middlesex | 42.2979 | -71.4361 | Map | Map | ISNE
59493 | Scituate Wind LLC | 59724 | Scituate Wind | IPP Non-CHP | MA | SCIWT |  | 1.5 | 1.5 | 1.5 | Onshore Wind Turbine | WND | WT | 3 | 2012 |  |  | (OP) Operating | [6 empty] | Plymouth | 42.1751 | -70.7285 | Map | Map | ISNE
59494 | Fairhaven Wind LLC | 59725 | Fairhaven Wind | IPP Non-CHP | MA | FHWTG |  | 3 | 3 | 3 | Onshore Wind Turbine | WND | WT | 4 | 2012 |  |  | (OP) Operating | [6 empty] | Bristol | 41.6391 | -70.8734 | Map | Map | ISNE
59500 | Sunny Templeton, LLC | 59731 | Templeton | IPP Non-CHP | MA | TEMPL |  | 3 | 3 | 3 | Solar Photovoltaic | SUN | PV | 12 | 2014 |  |  | (OP) Operating | [6 empty] | Worcester | 42.5212 | -72.0673 | Map | Map | ISNE
59511 | South Street Solar, LLC | 59745 | Leominster (MA)-South Street-R&D | IPP Non-CHP | MA | 1 |  | 3.5 | 2.6 | 1.7 | Solar Photovoltaic | SUN | PV | 12 | 2013 |  |  | (OP) Operating | [6 empty] | Middlesex | 42.6062 | -71.1772 | Map | Map | ISNE
58473 | NVT LICENSES, LLC | 59750 | Bourne (MA) - Holliston I | IPP Non-CHP | MA | 1 |  | 2.9 | 2.4 | 1.5 | Solar Photovoltaic | SUN | PV | 12 | 2014 |  |  | (OP) Operating | [6 empty] | Middlesex | 42.1779 | -71.4546 | Map | Map | ISNE
59519 | TerraForm Solar XVII, LLC | 59752 | BlueWave Capital - Grafton (SREC II) | IPP Non-CHP | MA | 1 |  | 1.3 | 1.3 | 1.3 | Solar Photovoltaic | SUN | PV | 3 | 2015 |  |  | (OP) Operating | [6 empty] | Worcester | 42.2255 | -71.6626 | Map | Map | ISNE
59232 | Kearsarge Solar LLC | 59765 | Stetson Road Solar - Barre I | IPP Non-CHP | MA | BI |  | 2 | 2 | 2 | Solar Photovoltaic | SUN | PV | 5 | 2014 |  |  | (OP) Operating | [6 empty] | Worcester | 42.4029 | -72.1027 | Map | Map | ISNE
59232 | Kearsarge Solar LLC | 59766 | Barre II Solar Project | IPP Non-CHP | MA | BII |  | 1.5 | 1.5 | 1.5 | Solar Photovoltaic | SUN | PV | 4 | 2014 |  |  | (OP) Operating | [6 empty] | Worcester | 42.362 | -72.109 | Map | Map | ISNE
59232 | Kearsarge Solar LLC | 59767 | Chester Solar Farm | IPP Non-CHP | MA | CHSTR |  | 4.8 | 4.8 | 4.8 | Solar Photovoltaic | SUN | PV | 6 | 2014 |  |  | (OP) Operating | [6 empty] | Hampden | 42.312 | -72.949 | Map | Map | ISNE
59232 | Kearsarge Solar LLC | 59768 | Concord Solar Farm | IPP Non-CHP | MA | CMLP |  | 1.5 | 1.5 | 1.5 | Solar Photovoltaic | SUN | PV | 4 | 2014 |  |  | (OP) Operating | [6 empty] | Middlesex | 42.444 | -71.335 | Map | Map | ISNE
59542 | Adams Farm Solar LLC | 59775 | Adams Farm Solar | IPP Non-CHP | MA | ADAMS |  | 3 | 3 | 3 | Solar Photovoltaic | SUN | PV | 10 | 2013 |  |  | (OP) Operating | [6 empty] | Worcester | 42.6 | -72.2 | Map | Map | ISNE
59519 | TerraForm Solar XVII, LLC | 59777 | RGS-Rutland VNM SREC II Project (MA) | IPP Non-CHP | MA | 1 |  | 2.6 | 2.6 | 2.6 | Solar Photovoltaic | SUN | PV | 11 | 2015 |  |  | (OP) Operating | [6 empty] | Worcester | 42.4318 | -71.9782 | Map | Map | ISNE
59545 | BWC Origination 4, LLC | 59780 | New Bedford (MA) Plymouth | IPP Non-CHP | MA | 1 |  | 4.3 | 4.3 | 4.3 | Solar Photovoltaic | SUN | PV | 7 | 2014 |  |  | (OP) Operating | [6 empty] | Plymouth | 41.9254 | -70.649 | Map | Map | ISNE
59546 | Nexamp Treasure Valley Solar, LLC | 59781 | Upper Blackstone (MA) Treasure Valley | IPP Non-CHP | MA | 1 |  | 5 | 5 | 5 | Solar Photovoltaic | SUN | PV | 7 | 2014 |  |  | (OP) Operating | [6 empty] | Worcester | 42.3328 | -71.9876 | Map | Map | ISNE
59596 | Industrial Power Services Corp. | 59815 | Granby LFG | IPP Non-CHP | MA | GLFG1 |  | 3.2 | 2.8 | 2.8 | Landfill Gas | LFG | IC | 9 | 2001 |  |  | (OP) Operating | [6 empty] | Hampshire | 42.2273 | -72.5472 | Map | Map | ISNE
59601 | Hunt Farm Solar LLC | 59820 | Hunt Farm Solar | IPP Non-CHP | MA | HUNTF |  | 3 | 3 | 3 | Solar Photovoltaic | SUN | PV | 9 | 2013 |  |  | (OP) Operating | [6 empty] | Franklin | 42.5537 | -72.2997 | Map | Map | ISNE
59602 | SH Solarne2 LLC | 59821 | 205 Sturbridge A | IPP Non-CHP | MA | STURA |  | 3 | 3 | 3 | Solar Photovoltaic | SUN | PV | 6 | 2014 |  |  | (OP) Operating | [6 empty] | Hampden | 42.1093 | -72.1705 | Map | Map | ISNE
59603 | SE Solarne2 LLC | 59822 | 201 Sturbridge B | IPP Non-CHP | MA | STURB |  | 2 | 2 | 2 | Solar Photovoltaic | SUN | PV | 6 | 2014 |  |  | (OP) Operating | [6 empty] | Hampden | 42.1091 | -72.1712 | Map | Map | ISNE
58661 | Sustainable Power Group, LLC | 59839 | Spring Hill Road | IPP Non-CHP | MA | SHRD1 |  | 1.9 | 1.9 | 1.9 | Solar Photovoltaic | SUN | PV | 12 | 2015 |  |  | (OP) Operating | [6 empty] | Worcester | 42.419 | -72.1806 | Map | Map | ISNE
59653 | Palmer Solar LLC | 59866 | Palmer Solar LLC | IPP Non-CHP | MA | 11111 |  | 2.5 | 2.5 | 2.5 | Solar Photovoltaic | SUN | PV | 12 | 2013 |  |  | (OP) Operating | [6 empty] | Hampden | 42.1872 | -72.3656 | Map | Map | ISNE
59654 | Lowell Solar Landfill LLC | 59873 | Lowell Solar Landfill | IPP Non-CHP | MA | PV |  | 1.3 | 1.3 | 1.3 | Solar Photovoltaic | SUN | PV | 12 | 2013 |  |  | (OP) Operating | [6 empty] | Middlesex | 42.6265 | -71.3579 | Map | Map | ISNE
58871 | Citizens Enterprises Corporation | 59927 | Hunt Road Solar | IPP Non-CHP | MA | PV1 |  | 4.5 | 4.5 | 4.5 | Solar Photovoltaic | SUN | PV | 12 | 2016 |  |  | (OP) Operating | [6 empty] | Essex | 42.8298 | -70.9602 | Map | Map | ISNE
60959 | Scatter Solar - Mashpee Landfill | 59980 | Mashpee Landfill Solar | IPP Non-CHP | MA | MASH |  | 1.5 | 1.5 | 1.5 | Solar Photovoltaic | SUN | PV | 9 | 2014 |  |  | (OP) Operating | [6 empty] | Barnstable | 41.63 | -70.4779 | Map | Map | ISNE
59762 | UGT Renewable Energy 13, LLC | 60022 | Oxford | IPP Non-CHP | MA | OXFRD |  | 2.8 | 2.8 | 2.8 | Solar Photovoltaic | SUN | PV | 7 | 2014 |  |  | (OP) Operating | [6 empty] | Worcester | 42.1413 | -71.8508 | Map | Map | ISNE
59785 | Syncarpha Palmer, LLC | 60056 | Syncarpha Palmer, LLC | IPP Non-CHP | MA | SYNPA |  | 4.8 | 4.8 | 4.8 | Solar Photovoltaic | SUN | PV | 12 | 2015 |  |  | (OP) Operating | [6 empty] | Hampden | 42.2228 | -72.3095 | Map | Map | ISNE
59804 | Federal Road Solar 1, LLC | 60065 | Federal Road Solar 1, LLC | IPP Non-CHP | MA | FEDRD |  | 4.4 | 4.4 | 4.4 | Solar Photovoltaic | SUN | PV | 12 | 2015 |  |  | (OP) Operating | [6 empty] | Plymouth | 41.8069 | -70.7257 | Map | Map | ISNE
59805 | BWC Swan Pond River, LLC | 60067 | BWC Swan Pond River | IPP Non-CHP | MA | SPRMA |  | 1.6 | 1.6 | 1.6 | Solar Photovoltaic | SUN | PV | 12 | 2015 |  |  | (OP) Operating | [6 empty] | Bristol | 41.7956 | -71.2266 | Map | Map | ISNE
59822 | Syncarpha Massachusetts, LLC | 60073 | Leominster | IPP Non-CHP | MA | SNLEO |  | 2 | 2 | 2 | Solar Photovoltaic | SUN | PV | 5 | 2015 |  |  | (OP) Operating | [6 empty] | Worcester | 42.5616 | -71.7554 | Map | Map | ISNE
59823 | Syncarpha North Adams, LLC | 60074 | North Adams Landfill | IPP Non-CHP | MA | SNNOA |  | 2.2 | 2.2 | 2.2 | Solar Photovoltaic | SUN | PV | 10 | 2015 |  |  | (OP) Operating | [6 empty] | Berkshire | 42.6691 | -73.092 | Map | Map | ISNE
59824 | Fisher Road Solar I, LLC | 60075 | Fisher Road Solar | IPP Non-CHP | MA | SYFRS |  | 4.6 | 4.6 | 4.6 | Solar Photovoltaic | SUN | PV | 5 | 2015 |  |  | (OP) Operating | [6 empty] | Bristol | 41.5933 | -71.0181 | Map | Map | ISNE
59826 | Syncarpha Bondsville, LLC | 60076 | Palmer Landfill | IPP Non-CHP | MA | SYNPL |  | 4 | 4 | 4 | Solar Photovoltaic | SUN | PV | 12 | 2016 |  |  | (OP) Operating | [6 empty] | Hampden | 42.2166 | -72.3155 | Map | Map | ISNE
60947 | Tesla Inc. | 60099 | Hewlett-Packard (HP) - Andover, MA | IPP Non-CHP | MA | PV1 |  | 1.7 | 1.7 | 1.7 | Solar Photovoltaic | SUN | PV | 6 | 2017 |  |  | (OP) Operating | [6 empty] | Essex | 42.6247 | -71.1829 | Map | Map | ISNE
60947 | Tesla Inc. | 60110 | Town of Needham VNEM | IPP Non-CHP | MA | PV1 |  | 3 | 3 | 3 | Solar Photovoltaic | SUN | PV | 2 | 2016 |  |  | (OP) Operating | [6 empty] | Norfolk | 42.2767 | -71.2594 | Map | Map | ISNE
60947 | Tesla Inc. | 60111 | Williamsburg Solar LLC VNEM | IPP Non-CHP | MA | PV1 |  | 2.2 | 2.2 | 2.2 | Solar Photovoltaic | SUN | PV | 2 | 2016 |  |  | (OP) Operating | [6 empty] | Hampshire | 42.3871 | -72.7134 | Map | Map | ISNE
60947 | Tesla Inc. | 60116 | BJ's Wholesale Club, Inc- Uxbridge | IPP Non-CHP | MA | PV1 |  | 1 | 1 | 1 | Solar Photovoltaic | SUN | PV | 7 | 2017 |  |  | (OP) Operating | [6 empty] | Worcester | 42.0197 | -71.6042 | Map | Map | ISNE
56769 | Consolidated Edison Development Inc. | 60274 | CED Westfield Solar, LLC | IPP Non-CHP | MA | WFMA |  | 2 | 2 | 2 | Solar Photovoltaic | SUN | PV | 8 | 2016 |  |  | (OP) Operating | [6 empty] | Hampden | 42.1756 | -72.7552 | Map | Map | ISNE
60058 | Hollingsworth and Vose Co. | 60276 | West Groton CHP | Industrial CHP | MA | G1 |  | 4.1 | 3.8 | 3.8 | Natural Gas Fired Combustion Turbine | NG | GT | 12 | 2015 |  |  | (OP) Operating | [6 empty] | Middlesex | 42.6134 | -71.6338 | Map | Map | ISNE
58661 | Sustainable Power Group, LLC | 60278 | Southbridge Solar | Commercial Non-CHP | MA | SBRDG |  | 1.9 | 1.9 | 1.9 | Solar Photovoltaic | SUN | PV | 3 | 2016 |  |  | (OP) Operating | [6 empty] | Worcester | 42.0909 | -72.0117 | Map | Map | ISNE
60189 | SJA Solar, LLC | 60391 | SJA Solar LLC-Solterra Monastery | IPP Non-CHP | MA | SJAPV |  | 20.1 | 20.1 | 20.1 | Solar Photovoltaic | SUN | PV | 12 | 2016 |  |  | (OP) Operating | [6 empty] | Worcester | 42.2834 | -72.0085 | Map | Map | ISNE
58519 | Clean Energy Collective LLC | 60423 | Fairhaven C | IPP Non-CHP | MA | FCPV |  | 1.6 | 1.6 | 1.6 | Solar Photovoltaic | SUN | PV | 5 | 2017 |  |  | (OP) Operating | [6 empty] | Bristol | 41.663 | -70.8632 | Map | Map | ISNE
58519 | Clean Energy Collective LLC | 60424 | West Bridgewater AB CSG | IPP Non-CHP | MA | WBAB |  | 1.7 | 1.7 | 1.7 | Solar Photovoltaic | SUN | PV | 6 | 2017 |  |  | (OP) Operating | [6 empty] | Plymouth | 42.0253 | -71.0336 | Map | Map | ISNE
58519 | Clean Energy Collective LLC | 60442 | Carver MA 1 | IPP Non-CHP | MA | CMA1 |  | 2 | 2 | 2 | Solar Photovoltaic | SUN | PV | 9 | 2016 |  |  | (OP) Operating | [6 empty] | Plymouth | 41.9428 | -70.7611 | Map | Map | ISNE
58519 | Clean Energy Collective LLC | 60443 | Wareham MA 1 | IPP Non-CHP | MA | WMA1 |  | 2 | 2 | 2 | Solar Photovoltaic | SUN | PV | 9 | 2016 |  |  | (OP) Operating | [6 empty] | Plymouth | 41.8017 | -70.7046 | Map | Map | ISNE
60240 | SEC CRSD Solar One, LLC | 60458 | Hardwick-Athol & Eagle Hill | IPP Non-CHP | MA | HAEH |  | 2.8 | 2.8 | 2.8 | Solar Photovoltaic | SUN | PV | 7 | 2015 |  |  | (OP) Operating | [6 empty] | Worcester | 42.3084 | -72.1896 | Map | Map | ISNE
58519 | Clean Energy Collective LLC | 60473 | Westport MA 1 | IPP Non-CHP | MA | WPMA1 |  | 1.3 | 1.3 | 1.3 | Solar Photovoltaic | SUN | PV | 9 | 2016 |  |  | (OP) Operating | [6 empty] | Bristol | 41.6211 | -71.057 | Map | Map | ISNE
58519 | Clean Energy Collective LLC | 60476 | Westport MA 2 | IPP Non-CHP | MA | WPMA2 |  | 1.2 | 1.2 | 1.2 | Solar Photovoltaic | SUN | PV | 9 | 2016 |  |  | (OP) Operating | [6 empty] | Bristol | 41.6211 | -71.057 | Map | Map | ISNE
60281 | Altus Power America Management, LLC | 60492 | Rail Trail | IPP Non-CHP | MA | PV1 |  | 2 | 2 | 2 | Solar Photovoltaic | SUN | PV | 5 | 2016 |  |  | (OP) Operating | [6 empty] | Berkshire | 42.2431 | -73.3638 | Map | Map | ISNE
60281 | Altus Power America Management, LLC | 60493 | Rising Paper | IPP Non-CHP | MA | 1 |  | 2.5 | 2.5 | 2.5 | Solar Photovoltaic | SUN | PV | 5 | 2016 |  |  | (OP) Operating | [6 empty] | Berkshire | 42.2286 | -73.3445 | Map | Map | ISNE
60281 | Altus Power America Management, LLC | 60494 | Hampden | IPP Non-CHP | MA | 1 |  | 3.2 | 3.2 | 3.2 | Solar Photovoltaic | SUN | PV | 7 | 2015 |  |  | (OP) Operating | [6 empty] | Hampden | 42.0447 | -72.4387 | Map | Map | ISNE
60281 | Altus Power America Management, LLC | 60498 | Shirley Water | IPP Non-CHP | MA | 1 |  | 2 | 2 | 2 | Solar Photovoltaic | SUN | PV | 8 | 2016 |  |  | (OP) Operating | [6 empty] | Middlesex | 42.5546 | -71.6235 | Map | Map | ISNE
60163 | Soltage LLC | 60612 | Morin Solar 2013 LLC | IPP Non-CHP | MA | MORIN |  | 4 | 4 | 4 | Solar Photovoltaic | SUN | PV | 12 | 2013 |  |  | (OP) Operating | [6 empty] | Worcester | 42.167 | -72.1929 | Map | Map | ISNE
60163 | Soltage LLC | 60613 | Brookfield Solar 2013 LLC | IPP Non-CHP | MA | NBKFD |  | 2 | 2 | 2 | Solar Photovoltaic | SUN | PV | 12 | 2013 |  |  | (OP) Operating | [6 empty] | Worcester | 42.2561 | -72.0679 | Map | Map | ISNE
60163 | Soltage LLC | 60614 | WYM 1250 Palmer LLC | IPP Non-CHP | MA | PALMR |  | 1 | 1 | 1 | Solar Photovoltaic | SUN | PV | 9 | 2013 |  |  | (OP) Operating | [6 empty] | Hampden | 42.1511 | -72.2697 | Map | Map | ISNE
60163 | Soltage LLC | 60615 | Southern Sky Renew Energy Berkley LLC | IPP Non-CHP | MA | BRKLY |  | 3 | 3 | 3 | Solar Photovoltaic | SUN | PV | 6 | 2014 |  |  | (OP) Operating | [6 empty] | Bristol | 41.8378 | -71.0913 | Map | Map | ISNE
60369 | City of Worcester DPW | 60621 | Worcester Landfill | IPP Non-CHP | MA | WL |  | 6.5 | 6.5 | 6.5 | Solar Photovoltaic | SUN | PV | 5 | 2017 |  |  | (OP) Operating | [6 empty] | Worcester | 42.219 | -71.791 | Map | Map | ISNE
60365 | NRG Renew Canal 1 LLC | 60625 | NRG Renew Canal 1 CSG LLC | IPP Non-CHP | MA | CANAL |  | 1.2 | 1.2 | 1.2 | Solar Photovoltaic | SUN | PV | 6 | 2017 |  |  | (OP) Operating | [6 empty] | Barnstable | 41.767 | -70.5212 | Map | Map | ISNE
60163 | Soltage LLC | 60644 | West Brookfield Solar, LLC | IPP Non-CHP | MA | WBRK |  | 1.4 | 1.4 | 1.4 | Solar Photovoltaic | SUN | PV | 1 | 2016 |  |  | (OP) Operating | [6 empty] | Worcester | 42.2228 | -72.1295 | Map | Map | ISNE
60281 | Altus Power America Management, LLC | 60653 | Belchertown | IPP Non-CHP | MA | PV1 |  | 1 | 1 | 1 | Solar Photovoltaic | SUN | PV | 12 | 2015 |  |  | (OP) Operating | [6 empty] | Hampshire | 42.2595 | -72.4004 | Map | Map | ISNE
56997 | Marina Energy LLC | 60710 | Stone Hill Solar | IPP Non-CHP | MA | PV1 |  | 2 | 2 | 2 | Solar Photovoltaic | SUN | PV | 7 | 2014 |  |  | (OP) Operating | [6 empty] | Bristol | 42.0591 | -71.0892 | Map | Map | ISNE
56997 | Marina Energy LLC | 60730 | Bridgewater Solar | IPP Non-CHP | MA | PV1 |  | 1.3 | 2 | 2 | Solar Photovoltaic | SUN | PV | 8 | 2015 |  |  | (OP) Operating | [6 empty] | Plymouth | 41.9641 | -70.9719 | Map | Map | ISNE
56997 | Marina Energy LLC | 60730 | Bridgewater Solar | IPP Non-CHP | MA | PV2 |  | 1 | 1 | 1 | Solar Photovoltaic | SUN | PV | 8 | 2015 |  |  | (OP) Operating | [6 empty] | Plymouth | 41.9641 | -70.9719 | Map | Map | ISNE
56997 | Marina Energy LLC | 60731 | Holliston Solar | IPP Non-CHP | MA | PV1 |  | 1 | 1 | 1 | Solar Photovoltaic | SUN | PV | 7 | 2015 |  |  | (OP) Operating | [6 empty] | Middlesex | 42.1696 | -71.4682 | Map | Map | ISNE
56997 | Marina Energy LLC | 60736 | Wilmington Solar | IPP Non-CHP | MA | PV1 |  | 2 | 2 | 2 | Solar Photovoltaic | SUN | PV | 11 | 2015 |  |  | (OP) Operating | [6 empty] | Middlesex | 42.5463 | -71.1753 | Map | Map | ISNE
56997 | Marina Energy LLC | 60738 | Fall River Solar | IPP Non-CHP | MA | PV1 |  | 2 | 2 | 2 | Solar Photovoltaic | SUN | PV | 2 | 2013 |  |  | (OP) Operating | [6 empty] | Bristol | 41.7513 | -71.1145 | Map | Map | ISNE
60281 | Altus Power America Management, LLC | 60753 | Shirley Landfill | IPP Non-CHP | MA | PV1 |  | 1 | 1 | 1 | Solar Photovoltaic | SUN | PV | 5 | 2017 |  |  | (OP) Operating | [6 empty] | Middlesex | 42.5417 | -71.6764 | Map | Map | ISNE
60281 | Altus Power America Management, LLC | 60754 | DDR Shoppers World | IPP Non-CHP | MA | PV1 |  | 1.3 | 1.3 | 1.3 | Solar Photovoltaic | SUN | PV | 11 | 2017 |  |  | (OP) Operating | [6 empty] | Middlesex | 42.3007 | -71.3962 | Map | Map | ISNE
60281 | Altus Power America Management, LLC | 60756 | Meadow Solar | IPP Non-CHP | MA | PV1 |  | 3 | 3 | 3 | Solar Photovoltaic | SUN | PV | 12 | 2016 |  |  | (OP) Operating | [6 empty] | Suffolk | 42.2301 | -71.1333 | Map | Map | ISNE
60281 | Altus Power America Management, LLC | 60757 | Cedarville CSG | IPP Non-CHP | MA | PV1 |  | 0.5 | 0.5 | 0.5 | Solar Photovoltaic | SUN | PV | 7 | 2017 |  |  | (OP) Operating | [6 empty] | Plymouth | 41.8027 | -70.5498 | Map | Map | ISNE
60281 | Altus Power America Management, LLC | 60757 | Cedarville CSG | IPP Non-CHP | MA | PV2 |  | 1 | 1 | 1 | Solar Photovoltaic | SUN | PV | 7 | 2017 |  |  | (OP) Operating | [6 empty] | Plymouth | 41.8027 | -70.5498 | Map | Map | ISNE
60281 | Altus Power America Management, LLC | 60757 | Cedarville CSG | IPP Non-CHP | MA | PV3 |  | 1 | 1 | 1 | Solar Photovoltaic | SUN | PV | 7 | 2017 |  |  | (OP) Operating | [6 empty] | Plymouth | 41.8027 | -70.5498 | Map | Map | ISNE
60461 | LSDP 11, LLC | 60775 | Deerfield CSG Solar | IPP Non-CHP | MA | PV1 |  | 6 | 6 | 6 | Solar Photovoltaic | SUN | PV | 12 | 2017 |  |  | (OP) Operating | [6 empty] | Franklin | 42.5629 | -72.5892 | Map | Map | ISNE
60479 | Iron Horse Solar 4, LLC | 60799 | Iron Horse Solar 4, LLC | IPP Non-CHP | MA | PV1 |  | 4.5 | 4.5 | 4.5 | Solar Photovoltaic | SUN | PV | 6 | 2017 |  |  | (OP) Operating | [6 empty] | Middlesex | 42.58 | -71.2603 | Map | Map | ISNE
60947 | Tesla Inc. | 60815 | Hampshire College | IPP Non-CHP | MA | BA1 |  | 0.5 | 0.5 | 0.5 | Batteries | MWH | BA | 5 | 2017 |  |  | (OP) Operating | [6 empty] | Hampshire | 42.3769 | -72.4691 | Map | Map | ISNE
60947 | Tesla Inc. | 60815 | Hampshire College | IPP Non-CHP | MA | BA2 |  | 0.5 | 0.5 | 0.5 | Batteries | MWH | BA | 12 | 2017 |  |  | (OP) Operating | [6 empty] | Hampshire | 42.3769 | -72.4691 | Map | Map | ISNE
60947 | Tesla Inc. | 60815 | Hampshire College | IPP Non-CHP | MA | PV1 |  | 1.7 | 1.7 | 1.7 | Solar Photovoltaic | SUN | PV | 5 | 2017 |  |  | (OP) Operating | [6 empty] | Hampshire | 42.3769 | -72.4691 | Map | Map | ISNE
60947 | Tesla Inc. | 60815 | Hampshire College | IPP Non-CHP | MA | PV2 |  | 1.7 | 1.7 | 1.7 | Solar Photovoltaic | SUN | PV | 12 | 2017 |  |  | (OP) Operating | [6 empty] | Hampshire | 42.3769 | -72.4691 | Map | Map | ISNE
61132 | Syncarpha Lexington, LLC | 60816 | Town of Lexington Solar | IPP Non-CHP | MA | PV1 |  | 1.6 | 1.6 | 1.6 | Solar Photovoltaic | SUN | PV | 5 | 2017 |  |  | (OP) Operating | [6 empty] | Middlesex | 42.4691 | -71.2555 | Map | Map
60510 | Conergy Projects, Inc. | 60851 | Curtis Hill Solar | IPP Non-CHP | MA | PV1 |  | 2 | 1.9 | 1.9 | Solar Photovoltaic | SUN | PV | 10 | 2016 |  |  | (OP) Operating | [6 empty] | Worcester | 42.175 | -71.986 | Map | Map | ISNE
60510 | Conergy Projects, Inc. | 60852 | Depot Hill Solar | IPP Non-CHP | MA | PV1 |  | 2 | 1.9 | 1.9 | Solar Photovoltaic | SUN | PV | 10 | 2016 |  |  | (OP) Operating | [6 empty] | Worcester | 42.153 | -71.988 | Map | Map | ISNE
60513 | Bird Machine Solar Farm, LLC | 60854 | Bird Machine Solar Farm | IPP Non-CHP | MA | BRDMA |  | 4.6 | 4.6 | 4.6 | Solar Photovoltaic | SUN | PV | 8 | 2017 |  |  | (OP) Operating | [6 empty] | Norfolk | 42.1096 | -71.2667 | Map | Map | ISNE
60514 | Iron Horse Solar 1, LLC | 60855 | Iron Horse Solar I CSG | IPP Non-CHP | MA | DOW |  | 2.9 | 2.9 | 2.9 | Solar Photovoltaic | SUN | PV | 12 | 2016 |  |  | (OP) Operating | [6 empty] | Middlesex | 42.5829 | -71.2464 | Map | Map | ISNE
60517 | 126 Grove Solar LLC | 60858 | 126 Grove Solar LLC | IPP Non-CHP | MA | PV1 |  | 2 | 2 | 2 | Solar Photovoltaic | SUN | PV | 6 | 2012 |  |  | (OP) Operating | [6 empty] | Norfolk | 42.0761 | -71.4227 | Map | Map | ISNE
60521 | Equity Industrial Turbines | 60865 | Equity Industrial Turbines | IPP Non-CHP | MA | WT1 |  | 4 | 4 | 4 | Onshore Wind Turbine | WND | WT | 12 | 2012 |  |  | (OP) Operating | [6 empty] | Essex | 42.6256 | -70.6565 | Map | Map | ISNE
60484 | Bashaw Solar 1, LLC | 60866 | Bashaw Solar CSG 1, LLC | IPP Non-CHP | MA | 4MID |  | 2 | 2 | 2 | Solar Photovoltaic | SUN | PV | 4 | 2017 |  |  | (OP) Operating | [6 empty] | Essex | 42.7893 | -70.88 | Map | Map | ISNE
59232 | Kearsarge Solar LLC | 60867 | Kearsarge Southwick LLC | IPP Non-CHP | MA | SOU |  | 3.3 | 3.3 | 3.3 | Solar Photovoltaic | SUN | PV | 3 | 2015 |  |  | (OP) Operating | [6 empty] | Hampden | 42.0163 | -72.7752 | Map | Map | ISNE
60529 | Sutton Solar, LLC | 60878 | Sutton Solar CSG | IPP Non-CHP | MA | 54508 |  | 1.9 | 1.9 | 1.6 | Solar Photovoltaic | SUN | PV | 11 | 2016 |  |  | (OP) Operating | [6 empty] | Worcester | 42.1024 | -71.6977 | Map | Map | ISNE
60530 | Nexamp Peak, LLC | 60879 | Nexamp Peak CSG | IPP Non-CHP | MA | 02731 |  | 2 | 1.7 | 1.2 | Solar Photovoltaic | SUN | PV | 12 | 2015 |  |  | (OP) Operating | [6 empty] | Berkshire | 42.5621 | -73.2871 | Map | Map | ISNE
60471 | Mt. Tom Solar, LLC | 60906 | Mt. Tom Solar Project | IPP Non-CHP | MA | PV1 |  | 4.5 | 4.5 | 4.5 | Solar Photovoltaic | SUN | PV | 1 | 2017 |  |  | (OP) Operating | [6 empty] | Hampden | 42.2686 | -72.603 | Map | Map
60541 | Ameresco Glendale Road Solar PV LLC | 60908 | Northampton Landfill Solar PV | IPP Non-CHP | MA | 62380 |  | 2.4 | 2.4 | 2.4 | Solar Photovoltaic | SUN | PV | 11 | 2017 |  |  | (OP) Operating | [6 empty] | Hampshire | 42.2937 | -72.714 | Map | Map | ISNE
58375 | Sterling Municipal Light Department | 60959 | Chocksett Rd Energy Storage Project | Electric Utility | MA | BA1 |  | 2 | 3.9 | 3.9 | Batteries | MWH | BA | 4 | 2017 |  |  | (OP) Operating |  |  | 0 |  |  |  | Worcester | 42.4518 | -71.7378 | Map | Map | ISNE
57081 | WGL Energy Systems, Inc | 60986 | AIS Solar Project | IPP Non-CHP | MA | SO212 |  | 2.5 | 2.5 | 2.5 | Solar Photovoltaic | SUN | PV | 12 | 2016 |  |  | (OP) Operating | [6 empty] | Worcester | 42.5019 | -71.7378 | Map | Map | ISNE
60649 | Redbrook Solar 1, LLC | 61007 | Redbrook Community Solar 1 | IPP Non-CHP | MA | REDBR |  | 4 | 4 | 4 | Solar Photovoltaic | SUN | PV | 10 | 2017 |  |  | (OP) Operating | [6 empty] | Plymouth | 41.8291 | -70.6148 | Map | Map | ISNE
60650 | Brook Street Solar 1, LLC | 61008 | Brook Street Solar 1 CSG | IPP Non-CHP | MA | BROOK |  | 5 | 5 | 5 | Solar Photovoltaic | SUN | PV | 8 | 2017 |  |  | (OP) Operating | [6 empty] | Plymouth | 41.9559 | -70.7861 | Map | Map | ISNE
60651 | Spring Street Solar 1, LLC | 61009 | Spring Street Solar 1 CSG | IPP Non-CHP | MA | SPRIN |  | 2 | 2 | 2 | Solar Photovoltaic | SUN | PV | 3 | 2017 |  |  | (OP) Operating | [6 empty] | Plymouth | 41.9425 | -70.7664 | Map | Map | ISNE
60652 | Stafford St Solar 1, LLC | 61016 | Stafford St Solar 1 CSG | IPP Non-CHP | MA | STAF1 |  | 2 | 2 | 2 | Solar Photovoltaic | SUN | PV | 12 | 2017 |  |  | (OP) Operating | [6 empty] | Worcester | 42.224 | -71.8706 | Map | Map | ISNE
60654 | Stafford St Solar 3, LLC | 61018 | Stafford St Solar 3 CSG | IPP Non-CHP | MA | STAF3 |  | 1 | 1 | 1 | Solar Photovoltaic | SUN | PV | 12 | 2017 |  |  | (OP) Operating | [6 empty] | Worcester | 42.224 | -71.8706 | Map | Map | ISNE
60692 | Ameresco BWC Wading River LLC | 61069 | BWC Wading River One, Two, Three CSG | IPP Non-CHP | MA | 62381 |  | 3 | 3 | 3 | Solar Photovoltaic | SUN | PV | 11 | 2017 |  |  | (OP) Operating | [6 empty] | Worcester | 42.0853 | -71.5267 | Map | Map | ISNE
60710 | Marie's Way Solar I, LLC | 61097 | Syncarpha Freetown | IPP Non-CHP | MA | SYNFR |  | 3.9 | 3.9 | 3.9 | Solar Photovoltaic | SUN | PV | 11 | 2016 |  |  | (OP) Operating | [6 empty] | Bristol | 41.7689 | -70.7865 | Map | Map | ISNE
60792 | BCC Solar III, LLC | 61163 | Onset East Solar Facility | IPP Non-CHP | MA | ONSE |  | 1 | 1 | 1 | Solar Photovoltaic | SUN | PV | 4 | 2016 |  |  | (OP) Operating | [6 empty] | Plymouth | 41.757 | -70.6537 | Map | Map | ISNE
60792 | BCC Solar III, LLC | 61164 | Onset West Solar Facility | IPP Non-CHP | MA | ONSW |  | 1 | 1 | 1 | Solar Photovoltaic | SUN | PV | 4 | 2016 |  |  | (OP) Operating | [6 empty] | Plymouth | 41.757 | -70.6537 | Map | Map | ISNE
60816 | Boston Medical Center | 61186 | Boston Medical Center CHP Plant | Commercial CHP | MA | COGEN |  | 2 | 2 | 2 | Natural Gas Internal Combustion Engine | NG | IC | 4 | 2017 |  |  | (OP) Operating | [6 empty] | Suffolk | 42.3347 | -71.0742 | Map | Map | ISNE
60858 | 433 Purchase Solar NG, LLC | 61237 | 433 Purchase Solar NG, LLC | IPP Non-CHP | MA | 5402 |  | 2.5 | 2 | 0.5 | Solar Photovoltaic | SUN | PV | 4 | 2012 |  |  | (OP) Operating | [6 empty] | Bristol | 41.8094 | -71.1922 | Map | Map | ISNE
59254 | NuGen Capital Management | 61243 | Old Wardour Solar | IPP Non-CHP | MA | 5406 |  | 5.5 | 4.3 | 1.7 | Solar Photovoltaic | SUN | PV | 1 | 2016 |  |  | (OP) Operating | [6 empty] | Worcester | 42.2376 | -72.0375 | Map | Map | ISNE
59254 | NuGen Capital Management | 61244 | Shuman Solar | IPP Non-CHP | MA | 5404 |  | 2.2 | 2.2 | 2.2 | Solar Photovoltaic | SUN | PV | 4 | 2016 |  |  | (OP) Operating | [6 empty] | Norfolk | 42.1149 | -71.066 | Map | Map | ISNE
59254 | NuGen Capital Management | 61245 | Vuelta Solar | IPP Non-CHP | MA | 5405 |  | 5.5 | 4.7 | 1.7 | Solar Photovoltaic | SUN | PV | 1 | 2016 |  |  | (OP) Operating | [6 empty] | Worcester | 42.2376 | -72.0375 | Map | Map | ISNE
60921 | Farley Road Solar, LLC | 61294 | Farley Road Community Solar | IPP Non-CHP | MA | 02419 |  | 1.9 | 1.9 | 1.5 | Solar Photovoltaic | SUN | PV | 8 | 2017 |  |  | (OP) Operating | [6 empty] | Worcester | 42.1 | -72 | Map | Map | ISNE
60922 | Belchertown Renewables, LLC | 61295 | Belchertown Renewables Community Solar | IPP Non-CHP | MA | 02675 |  | 4 | 4 | 3.2 | Solar Photovoltaic | SUN | PV | 3 | 2018 |  |  | (OP) Operating | [6 empty] | Hampshire | 42.3 | -72.3 | Map | Map | ISNE
60923 | Theodore Drive Solar, LLC | 61296 | Theodore Drive Community Solar | IPP Non-CHP | MA | 02529 |  | 1.5 | 1.5 | 1.2 | Solar Photovoltaic | SUN | PV | 3 | 2018 |  |  | (OP) Operating | [6 empty] | Worcester | 42.5 | -71.8 | Map | Map | ISNE
60924 | Upton Solar, LLC | 61297 | Upton Community Solar | IPP Non-CHP | MA | 02567 |  | 2 | 2 | 1.6 | Solar Photovoltaic | SUN | PV | 9 | 2017 |  |  | (OP) Operating | [6 empty] | Worcester | 42.1 | -71.7 | Map | Map | ISNE
60925 | Pleasantdale Road Solar, LLC | 61298 | Pleasantdale Road Community Solar | IPP Non-CHP | MA | 02112 |  | 1 | 1 | 0.8 | Solar Photovoltaic | SUN | PV | 9 | 2017 |  |  | (OP) Operating | [6 empty] | Worcester | 42.4 | -72 | Map | Map | ISNE
60926 | Hatfield Renewables, LLC | 61299 | Hatfield Renewables Community Solar | IPP Non-CHP | MA | 02599 |  | 1.9 | 1.9 | 1.5 | Solar Photovoltaic | SUN | PV | 9 | 2017 |  |  | (OP) Operating | [6 empty] | Hampshire | 42.3 | -72.7 | Map | Map | ISNE
60920 | Peterson Road Solar, LLC | 61307 | Peterson Road Solar | IPP Non-CHP | MA | 02076 |  | 2.5 | 2.5 | 2 | Solar Photovoltaic | SUN | PV | 4 | 2017 |  |  | (OP) Operating | [6 empty] | Hampden | 42.1 | -72.3 | Map | Map | ISNE
60919 | Sampson Road Solar, LLC | 61308 | Sampson Road Community Solar | IPP Non-CHP | MA | 02696 |  | 2 | 2 | 1.6 | Solar Photovoltaic | SUN | PV | 12 | 2017 |  |  | (OP) Operating | [6 empty] | Worcester | 42.1 | -72 | Map | Map | ISNE
60917 | Golden Hills Solar, LLC | 61315 | Golden Hills Solar | IPP Non-CHP | MA | 02196 |  | 4.7 | 4.7 | 3.8 | Solar Photovoltaic | SUN | PV | 9 | 2017 |  |  | (OP) Operating | [6 empty] | Worcester | 42.4 | -72 | Map | Map | ISNE
60979 | BWC Salmon Brook, LLC | 61341 | Grafton PV | IPP Non-CHP | MA | MSBW1 |  | 2.7 | 2.7 | 2.7 | Solar Photovoltaic | SUN | PV | 10 | 2016 |  |  | (OP) Operating | [6 empty] | Worcester | 42.2255 | -71.6626 | Map | Map | ISNE
60980 | BWC French River, LLC | 61342 | Barrett PV | IPP Non-CHP | MA | MSBW2 |  | 11.9 | 11.9 | 11.9 | Solar Photovoltaic | SUN | PV | 11 | 2016 |  |  | (OP) Operating | [6 empty] | Worcester | 42.1622 | -71.8645 | Map | Map | ISNE
57081 | WGL Energy Systems, Inc | 61350 | MDFA Devens-Saratoga | IPP Non-CHP | MA | SO145 |  | 2.5 | 2.5 | 2.5 | Solar Photovoltaic | SUN | PV | 3 | 2016 |  |  | (OP) Operating | [6 empty] | Worcester | 42.5441 | -71.5988 | Map | Map | ISNE
57319 | Constellation Solar Massachusetts LLC | 61367 | Smith & Wesson at Springfield MA PV | IPP Non-CHP | MA | PV1 |  | 1.9 | 1.4 | 1.4 | Solar Photovoltaic | SUN | PV | 7 | 2017 |  |  | (OP) Operating | [6 empty] | Hampden | 42.1379 | -72.5509 | Map | Map | ISNE
61009 | LSE Centaurus LLC | 61371 | Centaurus Solar - MA | IPP Non-CHP | MA | ASH24 |  | 2.4 | 2.4 | 2.4 | Solar Photovoltaic | SUN | PV | 11 | 2016 |  |  | (OP) Operating | [6 empty] | Middlesex | 42.253 | -71.426 | Map | Map | ISNE
61011 | Kearsarge Bellingham LLC | 61373 | Kearsarge Bellingham PV | IPP Non-CHP | MA | BELL |  | 2.9 | 2.9 | 2.9 | Solar Photovoltaic | SUN | PV | 12 | 2016 |  |  | (OP) Operating | [6 empty] | Norfolk | 42.0712 | -71.4586 | Map | Map | ISNE
61028 | LSE Cassiopeia LLC | 61399 | Ashby Duffy CSG Solar Farm | IPP Non-CHP | MA | DU183 |  | 1.8 | 1.8 | 1.8 | Solar Photovoltaic | SUN | PV | 12 | 2017 |  |  | (OP) Operating | [6 empty] | Middlesex | 42.68 | -71.83 | Map | Map | ISNE
20326 | Town of West Boylston - (MA) | 61415 | West Boylston Community Shared Solar | Electric Utility | MA | CS1 |  | 1.5 | 1.5 | 1.5 | Solar Photovoltaic | SUN | PV | 12 | 2016 |  |  | (OP) Operating | [6 empty] | Worcester | 42.3314 | -71.7711 | Map | Map | ISNE
61125 | 301 Chestnut Solar NG, LLC | 61518 | 301 Chestnut Solar NG | IPP Non-CHP | MA | 3010 |  | 4.3 | 4.3 | 1.7 | Solar Photovoltaic | SUN | PV | 4 | 2017 |  |  | (OP) Operating | [6 empty] | Hampden | 42.0552 | -72.5218 | Map | Map | IS
61146 | Ameresco, Inc - Weston | 61537 | Weston Landfill Solar | IPP Non-CHP | MA | WESTO |  | 1.8 | 1.8 | 1.8 | Solar Photovoltaic | SUN | PV | 3 | 2016 |  |  | (OP) Operating | [6 empty] | Middlesex | 42.3746 | -71.2825 | Map | Map | IS
61147 | Ameresco, Inc - Braintree | 61538 | Braintree Landfill Solar | IPP Non-CHP | MA | BRAIN |  | 1 | 1 | 1 | Solar Photovoltaic | SUN | PV | 12 | 2014 |  |  | (OP) Operating | [6 empty] | Norfolk | 42.2073 | -70.9978 | Map | Map | IS
61148 | Ameresco, Inc - GELD | 61539 | GELD Solar Farm | IPP Non-CHP | MA | GELD |  | 2.3 | 2.3 | 2.3 | Solar Photovoltaic | SUN | PV | 6 | 2016 |  |  | (OP) Operating | [6 empty] | Middlesex | 42.2623 | -71.5 | Map | Map | IS
61151 | NRG DG Haverhill LLC | 61550 | NRG DG Haverhill | IPP Non-CHP | MA | HAVER |  | 4.2 | 4.2 | 4.2 | Solar Photovoltaic | SUN | PV | 9 | 2017 |  |  | (OP) Operating | [6 empty] | Essex | 42.817 | -71.1168 | Map | Map | ISNE
61155 | NRG DG Crystal Spring LLC | 61555 | NRG DG Crystal Spring | IPP Non-CHP | MA | SPRIN |  | 4.2 | 4.2 | 4.2 | Solar Photovoltaic | SUN | PV | 7 | 2017 |  |  | (OP) Operating | [6 empty] | Plymouth | 41.6798 | -70.4953 | Map | Map | ISNE
58871 | Citizens Enterprises Corporation | 61562 | Falmouth Landfill Solar | IPP Non-CHP | MA | FAL1 |  | 3 | 3 | 3 | Solar Photovoltaic | SUN | PV | 4 | 2017 |  |  | (OP) Operating | [6 empty] | Barnstable | 41.6101 | -70.5986 | Map | Map | ISNE
61189 | NRG DG Foxborough Elm LLC | 61590 | NRG DG Foxborough Elm CSG | IPP Non-CHP | MA | FOXEL |  | 2 | 2 | 2 | Solar Photovoltaic | SUN | PV | 8 | 2017 |  |  | (OP) Operating | [6 empty] | Norfolk | 42.0561 | -71.1413 | Map | Map | ISNE
61190 | Town of Foxborough - Landfill (SREC II) | 61591 | Town of Foxborough - Landfill (SREC II) CSG | IPP Non-CHP | MA | FOXLA |  | 1.2 | 1.2 | 1.2 | Solar Photovoltaic | SUN | PV | 8 | 2017 |  |  | (OP) Operating | [6 empty] | Norfolk | 42.0597 | -71.1354 | Map | Map | ISNE
58871 | Citizens Enterprises Corporation | 61596 | Citizens Agawam Landfill Solar | IPP Non-CHP | MA | PV1 |  | 1.8 | 1.8 | 1.8 | Solar Photovoltaic | SUN | PV | 4 | 2017 |  |  | (OP) Operating | [6 empty] | Hampden | 42.093 | -72.5972 | Map | Map | ISNE
58871 | Citizens Enterprises Corporation | 61597 | Norton Landfill Solar | IPP Non-CHP | MA | PV1 |  | 1.5 | 1.5 | 1.5 | Solar Photovoltaic | SUN | PV | 1 | 2017 |  |  | (OP) Operating | [6 empty] | Bristol | 41.9596 | -71.1505 | Map | Map | ISNE
58871 | Citizens Enterprises Corporation | 61598 | Tyngsborough Solar | IPP Non-CHP | MA | PV1 |  | 2.6 | 2.6 | 2.6 | Solar Photovoltaic | SUN | PV | 1 | 2017 |  |  | (OP) Operating | [6 empty] | Middlesex | 42.6697 | -71.4465 | Map | Map | ISNE
56769 | Consolidated Edison Development Inc. | 61602 | CED Chicopee Solar | IPP Non-CHP | MA | CSMA |  | 3 | 3 | 3 | Solar Photovoltaic | SUN | PV | 7 | 2017 |  |  | (OP) Operating | [6 empty] | Hampden | 42.2039 | -72.551 | Map | Map | ISNE
56769 | Consolidated Edison Development Inc. | 61603 | UMASS | IPP Non-CHP | MA | UMASS |  | 4 | 4 | 4 | Solar Photovoltaic | SUN | PV | 10 | 2016 |  |  | (OP) Operating | [6 empty] | Hampshire | 42.3913 | -72.5325 | Map | Map | ISNE
61227 | Nautilus Solar Solutions | 61629 | West Brookfield Solar - Gilbertsville Rd | IPP Non-CHP | MA | WB |  | 4 | 4 | 3 | Solar Photovoltaic | SUN | PV | 6 | 2017 |  |  | (OP) Operating | [6 empty] | Worcester | 42.2725 | -72.2103 | Map | Map | IS
61233 | NRG DG Tufts Science LLC | 61633 | NRG DG Tufts Science LLC | IPP Non-CHP | MA | SCIEN |  | 1 | 1 | 1 | Solar Photovoltaic | SUN | PV | 2 | 2017 |  |  | (OP) Operating | [6 empty] | Worcester | 42.2376 | -71.6861 | Map | Map | ISNE
61234 | NRG DG Dighton LLC | 61634 | NRG DG Dighton LLC | IPP Non-CHP | MA | DIGHT |  | 3.1 | 3.1 | 3.1 | Solar Photovoltaic | SUN | PV | 7 | 2017 |  |  | (OP) Operating | [6 empty] | Bristol | 41.8015 | -71.1448 | Map | Map | ISNE
61231 | NRG DG Tufts Knoll LLC | 61635 | NRG DG Tufts Knoll LLC | IPP Non-CHP | MA | KNOLL |  | 2 | 2 | 2 | Solar Photovoltaic | SUN | PV | 8 | 2017 |  |  | (OP) Operating | [6 empty] | Worcester | 42.2433 | -71.6723 | Map | Map | ISNE
61232 | NRG DG Webster LLC | 61636 | NRG DG Webster LLC | IPP Non-CHP | MA | WEBST |  | 1.3 | 1.3 | 1.3 | Solar Photovoltaic | SUN | PV | 12 | 2017 |  |  | (OP) Operating | [6 empty] | Worcester | 42.4139 | -71.5136 | Map | Map | ISNE
61253 | Hitchcock Hydro, LLC | 61640 | Texon Hydroelectric Project | IPP Non-CHP | MA | 1 |  | 1.5 | 1.5 | 1.5 | Conventional Hydroelectric | WAT | HY | 1 | 1982 |  |  | (OP) Operating | [6 empty] | Hampden | 42.2214 | -72.8596 | Map | Map | ISNE
61335 | CommonWealth New Bedford Energy LLC | 61702 | Greater New Bedford LFG Utiliz. Facility | IPP Non-CHP | MA | 11052 |  | 3.3 | 3.2 | 3.2 | Landfill Gas | LFG | IC | 10 | 2005 |  |  | (OP) Operating | [6 empty] | Bristol | 41.725 | -70.978 | Map | Map | ISNE
60584 | Onyx Asset Services Group | 61726 | Onyx - Pembroke Landfill Solar | IPP Non-CHP | MA | 10244 |  | 2.4 | 2.4 | 2.4 | Solar Photovoltaic | SUN | PV | 12 | 2017 |  |  | (OP) Operating | [6 empty] | Plymouth | 42.0499 | -70.8024 | Map | Map | ISNE
60584 | Onyx Asset Services Group | 61727 | Onyx - Brockton - Thatcher Landfill Solar | IPP Non-CHP | MA | 10238 |  | 3.7 | 3.7 | 3.7 | Solar Photovoltaic | SUN | PV | 11 | 2017 |  |  | (OP) Operating | [6 empty] | Plymouth | 42.0664 | -70.9835 | Map | Map | ISNE
58764 | Origis Energy USA, Inc | 61730 | MA Solar Storage 1 | IPP Non-CHP | MA | SCSS1 |  | 1.1 | 1.1 | 1.1 | Solar Photovoltaic | SUN | PV | 3 | 2017 |  |  | (OP) Operating | [6 empty] | Worcester | 42.4507 | -71.7426 | Map | Map | ISNE
58764 | Origis Energy USA, Inc | 61730 | MA Solar Storage 1 | IPP Non-CHP | MA | SCSS2 |  | 1.1 | 1.1 | 1.1 | Solar Photovoltaic | SUN | PV | 3 | 2017 |  |  | (OP) Operating | [6 empty] | Worcester | 42.4507 | -71.7426 | Map | Map | ISNE
58764 | Origis Energy USA, Inc | 61730 | MA Solar Storage 1 | IPP Non-CHP | MA | SCSS3 |  | 1.1 | 1.1 | 1.1 | Solar Photovoltaic | SUN | PV | 3 | 2017 |  |  | (OP) Operating | [6 empty] | Worcester | 42.4507 | -71.7426 | Map | Map | ISNE
61354 | Solten Plainville 6000, LLC | 61731 | Solten Plainville 6000, LLC | IPP Non-CHP | MA | PLAIN |  | 4.9 | 4.9 | 4.9 | Solar Photovoltaic | SUN | PV | 8 | 2017 |  |  | (OP) Operating | [6 empty] | Norfolk | 42.0412 | -71.2933 | Map | Map | ISNE
61356 | Solten Randolph 4500, LLC | 61732 | Randolph | IPP Non-CHP | MA | RAND |  | 3.8 | 3.8 | 3.8 | Solar Photovoltaic | SUN | PV | 11 | 2017 |  |  | (OP) Operating | [6 empty] | Norfolk | 42.1776 | -71.0774 | Map | Map | ISNE
59254 | NuGen Capital Management | 61755 | East Acres Solar NG, LLC | IPP Non-CHP | MA | EA |  | 5.8 | 5.8 | 2.8 | Solar Photovoltaic | SUN | PV | 4 | 2017 |  |  | (OP) Operating | [6 empty] | Berkshire | 42.4875 | -73.2423 | Map | Map | ISNE
61388 | Syncarpha Hancock I, LLC | 61769 | Syncarpha Hancock I CSG | IPP Non-CHP | MA | SYNH1 |  | 2 | 2 | 2 | Solar Photovoltaic | SUN | PV | 11 | 2017 |  |  | (OP) Operating | [6 empty] | Berkshire | 42.433 | -73.3361 | Map | Map | IS
61389 | Syncarpha Hancock II, LLC | 61770 | Syncarpha Hancock II CSG | IPP Non-CHP | MA | SYNH2 |  | 2 | 2 | 2 | Solar Photovoltaic | SUN | PV | 11 | 2017 |  |  | (OP) Operating | [6 empty] | Berkshire | 42.4269 | -73.347 | Map | Map | IS
61390 | Syncarpha Hancock III, LLC | 61771 | Syncarpha Hancock III CSG | IPP Non-CHP | MA | SYNH3 |  | 1 | 1 | 1 | Solar Photovoltaic | SUN | PV | 11 | 2017 |  |  | (OP) Operating | [6 empty] | Berkshire | 42.4281 | -73.3326 | Map | Map | IS
61392 | Syncarpha Still River, LLC | 61774 | Syncarpha Still River, LLC | IPP Non-CHP | MA | SYNBO |  | 2 | 2 | 2 | Solar Photovoltaic | SUN | PV | 12 | 2016 |  |  | (OP) Operating | [6 empty] | Worcester | 42.4207 | -71.6415 | Map | Map | IS
61397 | Town of Otis | 61775 | Town of Otis Wind Energy Project | Commercial Non-CHP | MA | OT196 |  | 1.5 | 1.5 | 1.5 | Onshore Wind Turbine | WND | WT | 3 | 2018 |  |  | (OP) Operating | [6 empty] | Berkshire | 42.2258 | -73.0258 | Map | Map
61428 | Kearsarge Concord II LLC | 61814 | Kearsarge Concord II | IPP Non-CHP | MA | CII |  | 4.5 | 4.5 | 4.5 | Solar Photovoltaic | SUN | PV | 1 | 2017 |  |  | (OP) Operating | [6 empty] | Middlesex | 42.4493 | -71.4204 | Map | Map | ISNE
61426 | Kearsarge Granby LLC | 61815 | Kearsarge Granby | IPP Non-CHP | MA | KSG1 |  | 0.5 | 0.5 | 0.5 | Solar Photovoltaic | SUN | PV | 3 | 2017 |  |  | (OP) Operating | [6 empty] | Hampshire | 42.223 | -72.5083 | Map | Map | ISNE
61426 | Kearsarge Granby LLC | 61815 | Kearsarge Granby | IPP Non-CHP | MA | KSG2 |  | 0.5 | 0.5 | 0.5 | Solar Photovoltaic | SUN | PV | 3 | 2017 |  |  | (OP) Operating | [6 empty] | Hampshire | 42.223 | -72.5083 | Map | Map | ISNE
61426 | Kearsarge Granby LLC | 61815 | Kearsarge Granby | IPP Non-CHP | MA | KSG5 |  | 0.5 | 0.5 | 0.5 | Solar Photovoltaic | SUN | PV | 3 | 2017 |  |  | (OP) Operating | [6 empty] | Hampshire | 42.223 | -72.5083 | Map | Map | ISNE
61426 | Kearsarge Granby LLC | 61815 | Kearsarge Granby | IPP Non-CHP | MA | KSG6 |  | 0.5 | 0.5 | 0.5 | Solar Photovoltaic | SUN | PV | 3 | 2017 |  |  | (OP) Operating | [6 empty] | Hampshire | 42.223 | -72.5083 | Map | Map | ISNE
61426 | Kearsarge Granby LLC | 61815 | Kearsarge Granby | IPP Non-CHP | MA | KSG7 |  | 0.5 | 0.5 | 0.5 | Solar Photovoltaic | SUN | PV | 3 | 2017 |  |  | (OP) Operating | [6 empty] | Hampshire | 42.223 | -72.5083 | Map | Map | ISNE
49965 | Constellation Mystic Power LLC | 1588 | Mystic Generating Station | IPP Non-CHP | MA | GT1 |  | 14.2 | 9.1 | 14.5 | Petroleum Liquids | DFO | GT | 6 | 1969 |  |  | (SB) Standby/Backup: available for service but not normally used | [6 empty] | Middlesex | 42.3908 | -71.0675 | Map | Map | ISNE
13206 | Nantucket Electric Co | 1615 | Nantucket | Electric Utility | MA | 12 |  | 3.7 | 2.8 | 3 | Petroleum Liquids | DFO | GT | 10 | 1988 | 3 | 2019 | (SB) Standby/Backup: available for service but not normally used | [6 empty] | Nantucket | 41.2583 | -70.0517 | Map | Map | ISNE
13206 | Nantucket Electric Co | 1615 | Nantucket | Electric Utility | MA | 13 |  | 3.7 | 2.9 | 3.3 | Petroleum Liquids | DFO | GT | 10 | 1988 | 3 | 2019 | (SB) Standby/Backup: available for service but not normally used | [6 empty] | Nantucket | 41.2583 | -70.0517 | Map | Map | ISNE
9442 | Town of Ipswich - (MA) | 1670 | High Street Station | Electric Utility | MA | 1 |  | 1.2 | 1.2 | 1.3 | Natural Gas Internal Combustion Engine | NG | IC | 8 | 1986 |  |  | (SB) Standby/Backup: available for service but not normally used | [6 empty] | Essex | 42.6986 | -70.8697 | Map | Map | ISNE
9442 | Town of Ipswich - (MA) | 1670 | High Street Station | Electric Utility | MA | 8 |  | 1.1 | 1.1 | 1.1 | Petroleum Liquids | DFO | IC | 8 | 1960 |  |  | (SB) Standby/Backup: available for service but not normally used | [6 empty] | Essex | 42.6986 | -70.8697 | Map | Map | ISNE
11806 | Massachusetts Mun Wholes Electric Co | 6081 | Stony Brook | Electric Utility | MA | BS#1 |  | 2 | 2 | 2 | Petroleum Liquids | DFO | IC | 9 | 2007 |  |  | (SB) Standby/Backup: available for service but not normally used | [6 empty] | Hampden | 42.1978 | -72.5106 | Map | Map | ISNE
11806 | Massachusetts Mun Wholes Electric Co | 6081 | Stony Brook | Electric Utility | MA | BS#2 |  | 2 | 2 | 2 | Petroleum Liquids | DFO | IC | 9 | 2007 |  |  | (SB) Standby/Backup: available for service but not normally used | [6 empty] | Hampden | 42.1978 | -72.5106 | Map | Map | ISNE
4385 | Anderson Power Products | 10553 | Anderson Power Products Division | Industrial Non-CHP | MA | 6033 |  | 0.3 | 0.3 | 0.3 | Petroleum Liquids | DFO | IC | 8 | 1987 |  |  | (SB) Standby/Backup: available for service but not normally used | [6 empty] | Worcester | 42.4714 | -71.7433 | Map | Map | ISNE
4385 | Anderson Power Products | 10553 | Anderson Power Products Division | Industrial Non-CHP | MA | 6035 |  | 0.3 | 0.3 | 0.3 | Petroleum Liquids | DFO | IC | 8 | 1987 |  |  | (SB) Standby/Backup: available for service but not normally used | [6 empty] | Worcester | 42.4714 | -71.7433 | Map | Map | ISNE
4385 | Anderson Power Products | 10553 | Anderson Power Products Division | Industrial Non-CHP | MA | 6046 |  | 0.3 | 0.3 | 0.3 | Petroleum Liquids | DFO | IC | 8 | 1987 |  |  | (SB) Standby/Backup: available for service but not normally used | [6 empty] | Worcester | 42.4714 | -71.7433 | Map | Map | ISNE
11427 | Massachusetts Wtr Rauth-Deer I | 10823 | Deer Island Treatment Plant | Commercial CHP | MA | G101 |  | 26 | 22 | 27 | Petroleum Liquids | DFO | GT | 8 | 1995 |  |  | (SB) Standby/Backup: available for service but not normally used | [6 empty] | Suffolk | 42.3533 | -70.9628 | Map | Map | ISNE
11427 | Massachusetts Wtr Rauth-Deer I | 10823 | Deer Island Treatment Plant | Commercial CHP | MA | G201 |  | 26 | 22 | 27 | Petroleum Liquids | DFO | GT | 8 | 1995 |  |  | (SB) Standby/Backup: available for service but not normally used | [6 empty] | Suffolk | 42.3533 | -70.9628 | Map | Map | ISNE
12258 | Medical Area Total Egy Plt Inc | 10883 | Medical Area Total Energy Plant | Commercial CHP | MA | DEG1 |  | 6.8 | 6 | 6.7 | Petroleum Liquids | DFO | IC | 6 | 1985 |  |  | (SB) Standby/Backup: available for service but not normally used | [6 empty] | Suffolk | 42.3368 | -71.1081 | Map | Map | ISNE
12258 | Medical Area Total Egy Plt Inc | 10883 | Medical Area Total Energy Plant | Commercial CHP | MA | DEG2 |  | 6.8 | 6 | 6.7 | Petroleum Liquids | DFO | IC | 7 | 1985 |  |  | (SB) Standby/Backup: available for service but not normally used | [6 empty] | Suffolk | 42.3368 | -71.1081 | Map | Map | ISNE
12258 | Medical Area Total Egy Plt Inc | 10883 | Medical Area Total Energy Plant | Commercial CHP | MA | DEG3 |  | 6.8 | 6 | 6.7 | Petroleum Liquids | DFO | IC | 10 | 1985 |  |  | (SB) Standby/Backup: available for service but not normally used | [6 empty] | Suffolk | 42.3368 | -71.1081 | Map | Map | ISNE
12258 | Medical Area Total Egy Plt Inc | 10883 | Medical Area Total Energy Plant | Commercial CHP | MA | DEG4 |  | 6.8 | 6 | 6.7 | Petroleum Liquids | DFO | IC | 10 | 1985 |  |  | (SB) Standby/Backup: available for service but not normally used | [6 empty] | Suffolk | 42.3368 | -71.1081 | Map | Map | ISNE
12258 | Medical Area Total Egy Plt Inc | 10883 | Medical Area Total Energy Plant | Commercial CHP | MA | DEG5 |  | 6.8 | 6 | 6.7 | Petroleum Liquids | DFO | IC | 11 | 1985 |  |  | (SB) Standby/Backup: available for service but not normally used | [6 empty] | Suffolk | 42.3368 | -71.1081 | Map | Map | ISNE
12258 | Medical Area Total Egy Plt Inc | 10883 | Medical Area Total Energy Plant | Commercial CHP | MA | DEG6 |  | 6.8 | 6 | 6.7 | Petroleum Liquids | DFO | IC | 2 | 1986 |  |  | (SB) Standby/Backup: available for service but not normally used | [6 empty] | Suffolk | 42.3368 | -71.1081 | Map | Map | ISNE
5623 | Rousselot Inc | 50955 | Rousselot Inc | Industrial CHP | MA | GEN1 |  | 1.5 | 1.5 | 1.5 | Natural Gas Steam Turbine | NG | ST | 5 | 1947 |  |  | (SB) Standby/Backup: available for service but not normally used | [6 empty] | Essex | 42.5217 | -70.9387 | Map | Map | ISNE
5623 | Rousselot Inc | 50955 | Rousselot Inc | Industrial CHP | MA | GEN2 |  | 1.5 | 1.5 | 1.5 | Natural Gas Steam Turbine | NG | ST | 5 | 1947 |  |  | (SB) Standby/Backup: available for service but not normally used | [6 empty] | Essex | 42.5217 | -70.9387 | Map | Map | ISNE
7209 | The Gillette Company | 54225 | Gillette SBMC | Industrial CHP | MA | DG |  | 0.5 | 0.5 | 0.5 | Petroleum Liquids | DFO | IC | 9 | 1991 |  |  | (SB) Standby/Backup: available for service but not normally used | [6 empty] | Suffolk | 42.3436 | -71.0559 | Map | Map | ISNE
7209 | The Gillette Company | 54225 | Gillette SBMC | Industrial CHP | MA | DG2 |  | 0.5 | 0.5 | 0.5 | Petroleum Liquids | DFO | IC | 3 | 1997 |  |  | (SB) Standby/Backup: available for service but not normally used | [6 empty] | Suffolk | 42.3436 | -71.0559 | Map | Map | ISNE
7209 | The Gillette Company | 54225 | Gillette SBMC | Industrial CHP | MA | DG3 |  | 1 | 1 | 1 | Petroleum Liquids | DFO | IC | 3 | 2000 |  |  | (SB) Standby/Backup: available for service but not normally used | [6 empty] | Suffolk | 42.3436 | -71.0559 | Map | Map | ISNE
20347 | Wellesley College | 54937 | Wellesley College Central Utility Plant | Commercial CHP | MA | SB1 |  | 3 | 3 | 3 | Petroleum Liquids | DFO | IC | 6 | 1985 |  |  | (SB) Standby/Backup: available for service but not normally used | [6 empty] | Norfolk | 42.2939 | -71.3081 | Map | Map | ISNE
59484 | Framingham State University | 59717 | Framingham State University Plant | Commercial Non-CHP | MA | HA |  | 0.2 | 0.4 | 0.4 | Petroleum Liquids | DFO | IC | 6 | 2007 |  |  | (SB) Standby/Backup: available for service but not normally used | [6 empty] | Middlesex | 42.2979 | -71.4361 | Map | Map | ISNE
59484 | Framingham State University | 59717 | Framingham State University Plant | Commercial Non-CHP | MA | LIB |  | 0.3 | 0.3 | 0.3 | Petroleum Liquids | DFO | IC | 6 | 2005 |  |  | (SB) Standby/Backup: available for service but not normally used | [6 empty] | Middlesex | 42.2979 | -71.4361 | Map | Map | ISNE
59484 | Framingham State University | 59717 | Framingham State University Plant | Commercial Non-CHP | MA | MSC2 |  | 0.2 | 0.2 | 0.2 | Petroleum Liquids | DFO | IC | 12 | 2015 |  |  | (SB) Standby/Backup: available for service but not normally used | [6 empty] | Middlesex | 42.2979 | -71.4361 | Map | Map | ISNE
59484 | Framingham State University | 59717 | Framingham State University Plant | Commercial Non-CHP | MA | NORTH |  | 0.2 | 0.2 | 0.2 | Petroleum Liquids | DFO | IC | 6 | 2011 |  |  | (SB) Standby/Backup: available for service but not normally used | [6 empty] | Middlesex | 42.2979 | -71.4361 | Map | Map | ISNE
59484 | Framingham State University | 59717 | Framingham State University Plant | Commercial Non-CHP | MA | OC |  | 0.1 | 0.1 | 0.1 | Petroleum Liquids | DFO | IC | 6 | 2003 |  |  | (SB) Standby/Backup: available for service but not normally used | [6 empty] | Middlesex | 42.2979 | -71.4361 | Map | Map | ISNE
59484 | Framingham State University | 59717 | Framingham State University Plant | Commercial Non-CHP | MA | PP |  | 0.4 | 0.4 | 0.4 | Petroleum Liquids | DFO | IC | 6 | 2009 |  |  | (SB) Standby/Backup: available for service but not normally used | [6 empty] | Middlesex | 42.2979 | -71.4361 | Map | Map | ISNE
59484 | Framingham State University | 59717 | Framingham State University Plant | Commercial Non-CHP | MA | TOW1 |  | 0.2 | 0.2 | 0.2 | Petroleum Liquids | DFO | IC | 6 | 2004 |  |  | (SB) Standby/Backup: available for service but not normally used | [6 empty] | Middlesex | 42.2979 | -71.4361 | Map | Map | ISNE
59484 | Framingham State University | 59717 | Framingham State University Plant | Commercial Non-CHP | MA | TOW2 |  | 0.4 | 0.4 | 0.4 | Petroleum Liquids | DFO | IC | 6 | 2013 |  |  | (SB) Standby/Backup: available for service but not normally used | [6 empty] | Middlesex | 42.2979 | -71.4361 | Map | Map | ISNE
59484 | Framingham State University | 59717 | Framingham State University Plant | Commercial Non-CHP | MA | WEST |  | 0.2 | 0.2 | 0.2 | Petroleum Liquids | DFO | IC | 9 | 2016 |  |  | (SB) Standby/Backup: available for service but not normally used | [6 empty] | Middlesex | 42.2979 | -71.4361 | Map | Map | ISNE
5277 | American Sugar Refining, Inc. | 54795 | Domino Sugar Baltimore | Industrial CHP | MD | GEN1 |  | 5 | 5 | 5 | Natural Gas Steam Turbine | NG | ST | 6 | 1959 |  |  | (OA) Out of service but expected to return to service in next calendar year | [6 empty] | Baltimore City | 39.2744 | -76.5956 | Map | Map | PJM
55796 | Eastern Landfill Gas LLC | 56571 | Eastern Landfill Gas LLC | IPP Non-CHP | MD | 1 |  | 1 | 1 | 1 | Landfill Gas | LFG | IC | 10 | 2006 |  |  | (OA) Out of service but expected to return to service in next calendar year | [6 empty] | Baltimore | 39.3897 | -76.392 | Map | Map | PJM
55796 | Eastern Landfill Gas LLC | 56571 | Eastern Landfill Gas LLC | IPP Non-CHP | MD | 2 |  | 1 | 1 | 1 | Landfill Gas | LFG | IC | 10 | 2006 |  |  | (OA) Out of service but expected to return to service in next calendar year | [6 empty] | Baltimore | 39.3897 | -76.392 | Map | Map | PJM
55796 | Eastern Landfill Gas LLC | 56571 | Eastern Landfill Gas LLC | IPP Non-CHP | MD | 3 |  | 1 | 1 | 1 | Landfill Gas | LFG | IC | 10 | 2006 |  |  | (OA) Out of service but expected to return to service in next calendar year | [6 empty] | Baltimore | 39.3897 | -76.392 | Map | Map | PJM
58178 | GSA Metropolitan Service Center | 58207 | Central Utility Plant at White Oak | Commercial CHP | MD | G12 | CC1 | 5 | 5 | 5 | Natural Gas Fired Combined Cycle | NG | CA | 2 | 2014 |  |  | (OA) Out of service but expected to return to service in next calendar year | [6 empty] | Montgomery | 39.0394 | -76.9825 | Map | Map | PJM
60421 | Brandon Shores LLC | 602 | Brandon Shores | IPP Non-CHP | MD | 1 |  | 685 | 635 | 640 | Conventional Steam Coal | BIT | ST | 5 | 1984 |  |  | (OP) Operating | [6 empty] | Anne Arundel | 39.18 | -76.5389 | Map | Map | PJM
60421 | Brandon Shores LLC | 602 | Brandon Shores | IPP Non-CHP | MD | 2 |  | 685 | 638 | 640 | Conventional Steam Coal | BIT | ST | 5 | 1991 |  |  | (OP) Operating | [6 empty] | Anne Arundel | 39.18 | -76.5389 | Map | Map | PJM
60415 | CP Crane Power, LLC | 1552 | CP Crane Power, LLC | IPP Non-CHP | MD | 1 |  | 190.4 | 190 | 190 | Conventional Steam Coal | SUB | ST | 7 | 1961 | 6 | 2018 | (OP) Operating | [6 empty] | Baltimore | 39.3236 | -76.3651 | Map | Map | PJM
60415 | CP Crane Power, LLC | 1552 | CP Crane Power, LLC | IPP Non-CHP | MD | 2 |  | 209.4 | 195 | 195 | Conventional Steam Coal | SUB | ST | 2 | 1963 | 6 | 2018 | (OP) Operating | [6 empty] | Baltimore | 39.3236 | -76.3651 | Map | Map | PJM
60415 | CP Crane Power, LLC | 1552 | CP Crane Power, LLC | IPP Non-CHP | MD | GT1 |  | 16 | 14 | 14 | Petroleum Liquids | DFO | GT | 8 | 1967 | 10 | 2019 | (OP) Operating | [6 empty] | Baltimore | 39.3236 | -76.3651 | Map | Map | PJM
4161 | Constellation Power Source Gen | 1553 | Gould Street | IPP Non-CHP | MD | 3 |  | 103.5 | 97 | 97 | Natural Gas Steam Turbine | NG | ST | 12 | 1952 |  |  | (OP) Operating | [6 empty] | Baltimore City | 39.2663 | -76.6047 | Map | Map | PJM
60422 | H.A. Wagner LLC | 1554 | Herbert A Wagner | IPP Non-CHP | MD | 1 |  | 132.8 | 126 | 126 | Natural Gas Steam Turbine | NG | ST | 2 | 1956 |  |  | (OP) Operating | [6 empty] | Anne Arundel | 39.1781 | -76.5268 | Map | Map | PJM
60422 | H.A. Wagner LLC | 1554 | Herbert A Wagner | IPP Non-CHP | MD | 2 |  | 136 | 118 | 118 | Conventional Steam Coal | RC | ST | 1 | 1959 | 6 | 2020 | (OP) Operating | [6 empty] | Anne Arundel | 39.1781 | -76.5268 | Map | Map | PJM
60422 | H.A. Wagner LLC | 1554 | Herbert A Wagner | IPP Non-CHP | MD | 3 |  | 359 | 305 | 305 | Conventional Steam Coal | RC | ST | 8 | 1966 |  |  | (OP) Operating | [6 empty] | Anne Arundel | 39.1781 | -76.5268 | Map | Map | PJM
60422 | H.A. Wagner LLC | 1554 | Herbert A Wagner | IPP Non-CHP | MD | 4 |  | 414.7 | 397 | 397 | Petroleum Liquids | RFO | ST | 8 | 1972 |  |  | (OP) Operating | [6 empty] | Anne Arundel | 39.1781 | -76.5268 | Map | Map | PJM
60422 | H.A. Wagner LLC | 1554 | Herbert A Wagner | IPP Non-CHP | MD | GT1 |  | 16 | 12.9 | 12.9 | Petroleum Liquids | DFO | GT | 8 | 1967 |  |  | (OP) Operating | [6 empty] | Anne Arundel | 39.1781 | -76.5268 | Map | Map | PJM
4161 | Constellation Power Source Gen | 1555 | Notch Cliff | IPP Non-CHP | MD | GT1 |  | 18 | 14 | 16 | Natural Gas Fired Combustion Turbine | NG | GT | 6 | 1969 |  |  | (OP) Operating | [6 empty] | Baltimore | 39.4217 | -76.5087 | Map | Map | PJM
4161 | Constellation Power Source Gen | 1555 | Notch Cliff | IPP Non-CHP | MD | GT2 |  | 18 | 14 | 16 | Natural Gas Fired Combustion Turbine | NG | GT | 6 | 1969 |  |  | (OP) Operating | [6 empty] | Baltimore | 39.4217 | -76.5087 | Map | Map | PJM
4161 | Constellation Power Source Gen | 1555 | Notch Cliff | IPP Non-CHP | MD | GT3 |  | 18 | 14 | 16 | Natural Gas Fired Combustion Turbine | NG | GT | 6 | 1969 |  |  | (OP) Operating | [6 empty] | Baltimore | 39.4217 | -76.5087 | Map | Map | PJM
4161 | Constellation Power Source Gen | 1555 | Notch Cliff | IPP Non-CHP | MD | GT4 |  | 18 | 14 | 16 | Natural Gas Fired Combustion Turbine | NG | GT | 6 | 1969 |  |  | (OP) Operating | [6 empty] | Baltimore | 39.4217 | -76.5087 | Map | Map | PJM
4161 | Constellation Power Source Gen | 1555 | Notch Cliff | IPP Non-CHP | MD | GT5 |  | 18 | 14.6 | 16 | Natural Gas Fired Combustion Turbine | NG | GT | 6 | 1969 |  |  | (OP) Operating | [6 empty] | Baltimore | 39.4217 | -76.5087 | Map | Map | PJM
4161 | Constellation Power Source Gen | 1555 | Notch Cliff | IPP Non-CHP | MD | GT6 |  | 18 | 15.6 | 16 | Natural Gas Fired Combustion Turbine | NG | GT | 6 | 1969 |  |  | (OP) Operating | [6 empty] | Baltimore | 39.4217 | -76.5087 | Map | Map | PJM
4161 | Constellation Power Source Gen | 1555 | Notch Cliff | IPP Non-CHP | MD | GT7 |  | 18 | 14.5 | 16 | Natural Gas Fired Combustion Turbine | NG | GT | 6 | 1969 |  |  | (OP) Operating | [6 empty] | Baltimore | 39.4217 | -76.5087 | Map | Map | PJM
4161 | Constellation Power Source Gen | 1555 | Notch Cliff | IPP Non-CHP | MD | GT8 |  | 18 | 16 | 16 | Natural Gas Fired Combustion Turbine | NG | GT | 6 | 1969 |  |  | (OP) Operating | [6 empty] | Baltimore | 39.4217 | -76.5087 | Map | Map | PJM
4161 | Constellation Power Source Gen | 1556 | Perryman | IPP Non-CHP | MD | GT1 |  | 53.1 | 52 | 52 | Petroleum Liquids | DFO | GT | 1 | 1972 |  |  | (OP) Operating | [6 empty] | Harford | 39.4428 | -76.2218 | Map | Map | PJM
4161 | Constellation Power Source Gen | 1556 | Perryman | IPP Non-CHP | MD | GT3 |  | 53.1 | 51 | 51 | Petroleum Liquids | DFO | GT | 4 | 1972 |  |  | (OP) Operating | [6 empty] | Harford | 39.4428 | -76.2218 | Map | Map | PJM
4161 | Constellation Power Source Gen | 1556 | Perryman | IPP Non-CHP | MD | GT4 |  | 53.1 | 52 | 52 | Petroleum Liquids | DFO | GT | 4 | 1972 |  |  | (OP) Operating | [6 empty] | Harford | 39.4428 | -76.2218 | Map | Map | PJM
4161 | Constellation Power Source Gen | 1556 | Perryman | IPP Non-CHP | MD | GT5 |  | 192 | 139 | 149 | Natural Gas Fired Combustion Turbine | NG | GT | 6 | 1995 |  |  | (OP) Operating | [6 empty] | Harford | 39.4428 | -76.2218 | Map | Map | PJM
4161 | Constellation Power Source Gen | 1556 | Perryman | IPP Non-CHP | MD | GT6 |  | 141 | 109.8 | 120 | Natural Gas Fired Combustion Turbine | NG | GT | 6 | 2015 |  |  | (OP) Operating | [6 empty] | Harford | 39.4428 | -76.2218 | Map | Map | PJM
4161 | Constellation Power Source Gen | 1557 | Philadelphia | IPP Non-CHP | MD | GT1 |  | 20.7 | 15.3 | 16 | Petroleum Liquids | DFO | GT | 8 | 1970 |  |  | (OP) Operating | [6 empty] | Baltimore City | 39.2986 | -76.5636 | Map | Map | PJM
4161 | Constellation Power Source Gen | 1557 | Philadelphia | IPP Non-CHP | MD | GT2 |  | 20.7 | 16 | 16 | Petroleum Liquids | DFO | GT | 8 | 1970 |  |  | (OP) Operating | [6 empty] | Baltimore City | 39.2986 | -76.5636 | Map | Map | PJM
4161 | Constellation Power Source Gen | 1557 | Philadelphia | IPP Non-CHP | MD | GT3 |  | 20.7 | 14.8 | 16 | Petroleum Liquids | DFO | GT | 9 | 1970 |  |  | (OP) Operating | [6 empty] | Baltimore City | 39.2986 | -76.5636 | Map | Map | PJM
4161 | Constellation Power Source Gen | 1557 | Philadelphia | IPP Non-CHP | MD | GT4 |  | 20.7 | 14.8 | 16 | Petroleum Liquids | DFO | GT | 9 | 1970 |  |  | (OP) Operating | [6 empty] | Baltimore City | 39.2986 | -76.5636 | Map | Map | PJM
4161 | Constellation Power Source Gen | 1559 | Riverside (MD) | IPP Non-CHP | MD | GT7 |  | 25 | 19 | 22 | Petroleum Liquids | DFO | GT | 9 | 1970 |  |  | (OP) Operating | [6 empty] | Baltimore | 39.2369 | -76.5133 | Map | Map | PJM
4161 | Constellation Power Source Gen | 1559 | Riverside (MD) | IPP Non-CHP | MD | GT8 |  | 25 | 20 | 22 | Petroleum Liquids | DFO | GT | 9 | 1970 |  |  | (OP) Operating | [6 empty] | Baltimore | 39.2369 | -76.5133 | Map | Map | PJM
4161 | Constellation Power Source Gen | 1560 | Westport | IPP Non-CHP | MD | GT5 |  | 121.5 | 115.8 | 115.8 | Natural Gas Fired Combustion Turbine | NG | GT | 2 | 1969 |  |  | (OP) Operating | [6 empty] | Baltimore City | 39.266 | -76.6295 | Map | Map | PJM
19830 | NRG Vienna Operations Inc | 1564 | Vienna Operations | IPP Non-CHP | MD | 10 |  | 18.6 | 14.3 | 14.3 | Petroleum Liquids | DFO | GT | 1 | 1968 |  |  | (OP) Operating | [6 empty] | Dorchester | 38.4878 | -75.8208 | Map | Map | PJM
19830 | NRG Vienna Operations Inc | 1564 | Vienna Operations | IPP Non-CHP | MD | 8 |  | 162 | 153 | 153 | Petroleum Liquids | RFO | ST | 1 | 1972 |  |  | (OP) Operating | [6 empty] | Dorchester | 38.4878 | -75.8208 | Map | Map | PJM
54679 | BP Piney & Deep Creek LLC | 1567 | Deep Creek | IPP Non-CHP | MD | 1 |  | 10 | 9 | 9 | Conventional Hydroelectric | WAT | HY | 7 | 1925 |  |  | (OP) Operating | [6 empty] | Garrett | 39.523 | -79.413 | Map | Map | PJM
54679 | BP Piney & Deep Creek LLC | 1567 | Deep Creek | IPP Non-CHP | MD | 2 |  | 10 | 9 | 9 | Conventional Hydroelectric | WAT | HY | 7 | 1925 |  |  | (OP) Operating | [6 empty] | Garrett | 39.523 | -79.413 | Map | Map | PJM
12628 | NRG Chalk Point LLC | 1571 | Chalk Point LLC | IPP Non-CHP | MD | 3 |  | 659 | 582 | 582 | Natural Gas Steam Turbine | NG | ST | 5 | 1975 |  |  | (OP) Operating | [6 empty] | Prince Georges | 38.5444 | -76.6861 | Map | Map | PJM
12628 | NRG Chalk Point LLC | 1571 | Chalk Point LLC | IPP Non-CHP | MD | 4 |  | 659 | 582 | 582 | Natural Gas Steam Turbine | NG | ST | 12 | 1981 |  |  | (OP) Operating | [6 empty] | Prince Georges | 38.5444 | -76.6861 | Map | Map | PJM
12628 | NRG Chalk Point LLC | 1571 | Chalk Point LLC | IPP Non-CHP | MD | GT1 |  | 16 | 16 | 16 | Petroleum Liquids | DFO | GT | 4 | 1967 |  |  | (OP) Operating | [6 empty] | Prince Georges | 38.5444 | -76.6861 | Map | Map | PJM
12628 | NRG Chalk Point LLC | 1571 | Chalk Point LLC | IPP Non-CHP | MD | GT2 |  | 35 | 22 | 27 | Petroleum Liquids | DFO | GT | 6 | 1974 |  |  | (OP) Operating | [6 empty] | Prince Georges | 38.5444 | -76.6861 | Map | Map | PJM
12628 | NRG Chalk Point LLC | 1571 | Chalk Point LLC | IPP Non-CHP | MD | GT3 |  | 103 | 73 | 92 | Natural Gas Fired Combustion Turbine | NG | GT | 6 | 1991 |  |  | (OP) Operating | [6 empty] | Prince Georges | 38.5444 | -76.6861 | Map | Map | PJM
12628 | NRG Chalk Point LLC | 1571 | Chalk Point LLC | IPP Non-CHP | MD | GT4 |  | 103 | 73 | 92 | Natural Gas Fired Combustion Turbine | NG | GT | 6 | 1991 |  |  | (OP) Operating | [6 empty] | Prince Georges | 38.5444 | -76.6861 | Map | Map | PJM
12628 | NRG Chalk Point LLC | 1571 | Chalk Point LLC | IPP Non-CHP | MD | GT5 |  | 125 | 81 | 107 | Natural Gas Fired Combustion Turbine | NG | GT | 6 | 1991 |  |  | (OP) Operating | [6 empty] | Prince Georges | 38.5444 | -76.6861 | Map | Map | PJM
12628 | NRG Chalk Point LLC | 1571 | Chalk Point LLC | IPP Non-CHP | MD | GT6 |  | 125 | 81 | 107 | Natural Gas Fired Combustion Turbine | NG | GT | 6 | 1991 |  |  | (OP) Operating | [6 empty] | Prince Georges | 38.5444 | -76.6861 | Map | Map | PJM
12628 | NRG Chalk Point LLC | 1571 | Chalk Point LLC | IPP Non-CHP | MD | SGT1 |  | 94 | 71 | 90 | Natural Gas Fired Combustion Turbine | NG | GT | 6 | 1990 |  |  | (OP) Operating | [6 empty] | Prince Georges | 38.5444 | -76.6861 | Map | Map | PJM
12628 | NRG Chalk Point LLC | 1571 | Chalk Point LLC | IPP Non-CHP | MD | ST1 |  | 364 | 331 | 331 | Conventional Steam Coal | BIT | ST | 8 | 1964 |  |  | (OP) Operating | [6 empty] | Prince Georges | 38.5444 | -76.6861 | Map | Map | PJM
12628 | NRG Chalk Point LLC | 1571 | Chalk Point LLC | IPP Non-CHP | MD | ST2 |  | 364 | 336 | 337 | Conventional Steam Coal | BIT | ST | 3 | 1965 |  |  | (OP) Operating | [6 empty] | Prince Georges | 38.5444 | -76.6861 | Map | Map | PJM
12653 | GenOn Mid-Atlantic LLC | 1572 | Dickerson | IPP Non-CHP | MD | 2 |  | 196 | 173 | 173 | Conventional Steam Coal | BIT | ST | 4 | 1960 |  |  | (OP) Operating | [6 empty] | Montgomery | 39.2097 | -77.4644 | Map | Map | PJM
12653 | GenOn Mid-Atlantic LLC | 1572 | Dickerson | IPP Non-CHP | MD | 3 |  | 196 | 173 | 173 | Conventional Steam Coal | BIT | ST | 3 | 1962 |  |  | (OP) Operating | [6 empty] | Montgomery | 39.2097 | -77.4644 | Map | Map | PJM
12653 | GenOn Mid-Atlantic LLC | 1572 | Dickerson | IPP Non-CHP | MD | GT1 |  | 19 | 18 | 18 | Petroleum Liquids | DFO | GT | 3 | 1967 |  |  | (OP) Operating | [6 empty] | Montgomery | 39.2097 | -77.4644 | Map | Map | PJM
12653 | GenOn Mid-Atlantic LLC | 1572 | Dickerson | IPP Non-CHP | MD | GT2 |  | 163 | 147 | 167 | Natural Gas Fired Combustion Turbine | NG | GT | 6 | 1992 |  |  | (OP) Operating | [6 empty] | Montgomery | 39.2097 | -77.4644 | Map | Map | PJM
12653 | GenOn Mid-Atlantic LLC | 1572 | Dickerson | IPP Non-CHP | MD | GT3 |  | 163 | 147 | 167 | Natural Gas Fired Combustion Turbine | NG | GT | 6 | 1992 |  |  | (OP) Operating | [6 empty] | Montgomery | 39.2097 | -77.4644 | Map | Map | PJM
12653 | GenOn Mid-Atlantic LLC | 1572 | Dickerson | IPP Non-CHP | MD | ST1 |  | 196 | 173 | 173 | Conventional Steam Coal | BIT | ST | 6 | 1959 |  |  | (OP) Operating | [6 empty] | Montgomery | 39.2097 | -77.4644 | Map | Map | PJM
12653 | GenOn Mid-Atlantic LLC | 1573 | Morgantown Generating Plant | IPP Non-CHP | MD | 3 |  | 65 | 48 | 59 | Petroleum Liquids | DFO | GT | 6 | 1973 |  |  | (OP) Operating | [6 empty] | Charles | 38.3592 | -76.9767 | Map | Map | PJM
12653 | GenOn Mid-Atlantic LLC | 1573 | Morgantown Generating Plant | IPP Non-CHP | MD | 4 |  | 65 | 48 | 59 | Petroleum Liquids | DFO | GT | 6 | 1973 |  |  | (OP) Operating | [6 empty] | Charles | 38.3592 | -76.9767 | Map | Map | PJM
12653 | GenOn Mid-Atlantic LLC | 1573 | Morgantown Generating Plant | IPP Non-CHP | MD | 5 |  | 65 | 48 | 59 | Petroleum Liquids | DFO | GT | 5 | 1973 |  |  | (OP) Operating | [6 empty] | Charles | 38.3592 | -76.9767 | Map | Map | PJM
12653 | GenOn Mid-Atlantic LLC | 1573 | Morgantown Generating Plant | IPP Non-CHP | MD | 6 |  | 65 | 48 | 59 | Petroleum Liquids | DFO | GT | 5 | 1973 |  |  | (OP) Operating | [6 empty] | Charles | 38.3592 | -76.9767 | Map | Map | PJM
12653 | GenOn Mid-Atlantic LLC | 1573 | Morgantown Generating Plant | IPP Non-CHP | MD | GT1 |  | 18 | 13 | 17 | Petroleum Liquids | DFO | GT | 12 | 1970 |  |  | (OP) Operating | [6 empty] | Charles | 38.3592 | -76.9767 | Map | Map | PJM
12653 | GenOn Mid-Atlantic LLC | 1573 | Morgantown Generating Plant | IPP Non-CHP | MD | GT2 |  | 18 | 13 | 17 | Petroleum Liquids | DFO | GT | 2 | 1971 |  |  | (OP) Operating | [6 empty] | Charles | 38.3592 | -76.9767 | Map | Map | PJM
12653 | GenOn Mid-Atlantic LLC | 1573 | Morgantown Generating Plant | IPP Non-CHP | MD | ST1 |  | 626 | 596 | 596 | Conventional Steam Coal | BIT | ST | 6 | 1970 |  |  | (OP) Operating | [6 empty] | Charles | 38.3592 | -76.9767 | Map | Map | PJM
12653 | GenOn Mid-Atlantic LLC | 1573 | Morgantown Generating Plant | IPP Non-CHP | MD | ST2 |  | 626 | 609 | 609 | Conventional Steam Coal | BIT | ST | 6 | 1971 |  |  | (OP) Operating | [6 empty] | Charles | 38.3592 | -76.9767 | Map | Map | PJM
18344 | Susquehanna Electric Co | 1574 | Conowingo | IPP Non-CHP | MD | 1 |  | 45 | 48 | 48 | Conventional Hydroelectric | WAT | HY | 3 | 1928 |  |  | (OP) Operating | [6 empty] | Harford | 39.6572 | -76.1752 | Map | Map | PJM
18344 | Susquehanna Electric Co | 1574 | Conowingo | IPP Non-CHP | MD | 10 |  | 55.6 | 65 | 65 | Conventional Hydroelectric | WAT | HY | 5 | 1964 |  |  | (OP) Operating | [6 empty] | Harford | 39.6572 | -76.1752 | Map | Map | PJM
18344 | Susquehanna Electric Co | 1574 | Conowingo | IPP Non-CHP | MD | 11 |  | 55.6 | 65 | 65 | Conventional Hydroelectric | WAT | HY | 5 | 1964 |  |  | (OP) Operating | [6 empty] | Harford | 39.6572 | -76.1752 | Map | Map | PJM
18344 | Susquehanna Electric Co | 1574 | Conowingo | IPP Non-CHP | MD | 2 |  | 36 | 36 | 36 | Conventional Hydroelectric | WAT | HY | 3 | 1928 |  |  | (OP) Operating | [6 empty] | Harford | 39.6572 | -76.1752 | Map | Map | PJM
18344 | Susquehanna Electric Co | 1574 | Conowingo | IPP Non-CHP | MD | 3 |  | 48 | 48 | 48 | Conventional Hydroelectric | WAT | HY | 3 | 1928 |  |  | (OP) Operating | [6 empty] | Harford | 39.6572 | -76.1752 | Map | Map | PJM
18344 | Susquehanna Electric Co | 1574 | Conowingo | IPP Non-CHP | MD | 4 |  | 47.7 | 48 | 48 | Conventional Hydroelectric | WAT | HY | 4 | 1928 |  |  | (OP) Operating | [6 empty] | Harford | 39.6572 | -76.1752 | Map | Map | PJM
18344 | Susquehanna Electric Co | 1574 | Conowingo | IPP Non-CHP | MD | 5 |  | 36 | 36 | 36 | Conventional Hydroelectric | WAT | HY | 6 | 1928 |  |  | (OP) Operating | [6 empty] | Harford | 39.6572 | -76.1752 | Map | Map | PJM
18344 | Susquehanna Electric Co | 1574 | Conowingo | IPP Non-CHP | MD | 6 |  | 47.7 | 48 | 48 | Conventional Hydroelectric | WAT | HY | 7 | 1928 |  |  | (OP) Operating | [6 empty] | Harford | 39.6572 | -76.1752 | Map | Map | PJM
18344 | Susquehanna Electric Co | 1574 | Conowingo | IPP Non-CHP | MD | 7 |  | 48 | 48 | 48 | Conventional Hydroelectric | WAT | HY | 6 | 1928 |  |  | (OP) Operating | [6 empty] | Harford | 39.6572 | -76.1752 | Map | Map | PJM
18344 | Susquehanna Electric Co | 1574 | Conowingo | IPP Non-CHP | MD | 8 |  | 55.6 | 65 | 65 | Conventional Hydroelectric | WAT | HY | 3 | 1964 |  |  | (OP) Operating | [6 empty] | Harford | 39.6572 | -76.1752 | Map | Map | PJM
18344 | Susquehanna Electric Co | 1574 | Conowingo | IPP Non-CHP | MD | 9 |  | 55.6 | 65 | 65 | Conventional Hydroelectric | WAT | HY | 3 | 1964 |  |  | (OP) Operating | [6 empty] | Harford | 39.6572 | -76.1752 | Map | Map | PJM
5625 | Easton Utilities Comm | 1580 | Easton | Electric Utility | MD | 10 |  | 3.5 | 3.5 | 3.5 | Petroleum Liquids | DFO | IC | 5 | 1966 |  |  | (OP) Operating | [6 empty] | Talbot | 38.7786 | -76.0769 | Map | Map | PJM
5625 | Easton Utilities Comm | 1580 | Easton | Electric Utility | MD | 101 |  | 1.5 | 1.5 | 1.5 | Petroleum Liquids | DFO | IC | 12 | 1995 |  |  | (OP) Operating | [6 empty] | Talbot | 38.7786 | -76.0769 | Map | Map | PJM
5625 | Easton Utilities Comm | 1580 | Easton | Electric Utility | MD | 102 |  | 1.5 | 1.5 | 1.5 | Petroleum Liquids | DFO | IC | 12 | 1995 |  |  | (OP) Operating | [6 empty] | Talbot | 38.7786 | -76.0769 | Map | Map | PJM
5625 | Easton Utilities Comm | 1580 | Easton | Electric Utility | MD | 11 |  | 3.8 | 3.6 | 3.6 | Petroleum Liquids | DFO | IC | 6 | 1968 |  |  | (OP) Operating | [6 empty] | Talbot | 38.7786 | -76.0769 | Map | Map | PJM
5625 | Easton Utilities Comm | 1580 | Easton | Electric Utility | MD | 12 |  | 4.1 | 4.1 | 4.1 | Petroleum Liquids | DFO | IC | 7 | 1970 |  |  | (OP) Operating | [6 empty] | Talbot | 38.7786 | -76.0769 | Map | Map | PJM
5625 | Easton Utilities Comm | 1580 | Easton | Electric Utility | MD | 13 |  | 5.6 | 5.6 | 5.6 | Petroleum Liquids | DFO | IC | 7 | 1973 |  |  | (OP) Operating | [6 empty] | Talbot | 38.7786 | -76.0769 | Map | Map | PJM
5625 | Easton Utilities Comm | 1580 | Easton | Electric Utility | MD | 14 |  | 5.6 | 5.6 | 5.6 | Petroleum Liquids | DFO | IC | 7 | 1973 |  |  | (OP) Operating | [6 empty] | Talbot | 38.7786 | -76.0769 | Map | Map | PJM
5625 | Easton Utilities Comm | 1580 | Easton | Electric Utility | MD | 7 |  | 2.5 | 2 | 2 | Petroleum Liquids | DFO | IC | 11 | 1954 |  |  | (OP) Operating | [6 empty] | Talbot | 38.7786 | -76.0769 | Map | Map | PJM
5625 | Easton Utilities Comm | 1580 | Easton | Electric Utility | MD | 8 |  | 2.5 | 2 | 2 | Petroleum Liquids | DFO | IC | 5 | 1957 |  |  | (OP) Operating | [6 empty] | Talbot | 38.7786 | -76.0769 | Map | Map | PJM
5625 | Easton Utilities Comm | 1580 | Easton | Electric Utility | MD | 9 |  | 3 | 2.5 | 2.5 | Petroleum Liquids | DFO | IC | 12 | 1961 |  |  | (OP) Operating | [6 empty] | Talbot | 38.7786 | -76.0769 | Map | Map | PJM
5625 | Easton Utilities Comm | 4257 | Easton 2 | Electric Utility | MD | 201 |  | 1.5 | 1.5 | 1.5 | Petroleum Liquids | DFO | IC | 5 | 1995 |  |  | (OP) Operating | [6 empty] | Talbot | 38.795 | -76.07 | Map | Map | PJM
5625 | Easton Utilities Comm | 4257 | Easton 2 | Electric Utility | MD | 202 |  | 1.5 | 1.5 | 1.5 | Petroleum Liquids | DFO | IC | 5 | 1995 |  |  | (OP) Operating | [6 empty] | Talbot | 38.795 | -76.07 | Map | Map | PJM
5625 | Easton Utilities Comm | 4257 | Easton 2 | Electric Utility | MD | 203 |  | 5.4 | 4.5 | 5.1 | Petroleum Liquids | DFO | GT | 11 | 2004 |  |  | (OP) Operating | [6 empty] | Talbot | 38.795 | -76.07 | Map | Map | PJM
5625 | Easton Utilities Comm | 4257 | Easton 2 | Electric Utility | MD | 204 |  | 5.4 | 4.5 | 5.1 | Petroleum Liquids | DFO | GT | 11 | 2004 |  |  | (OP) Operating | [6 empty] | Talbot | 38.795 | -76.07 | Map | Map | PJM
5625 | Easton Utilities Comm | 4257 | Easton 2 | Electric Utility | MD | 21 |  | 6.2 | 6.2 | 6.2 | Petroleum Liquids | DFO | IC | 3 | 1978 |  |  | (OP) Operating | [6 empty] | Talbot | 38.795 | -76.07 | Map | Map | PJM
5625 | Easton Utilities Comm | 4257 | Easton 2 | Electric Utility | MD | 22 |  | 6.2 | 6.2 | 6.2 | Petroleum Liquids | DFO | IC | 3 | 1978 |  |  | (OP) Operating | [6 empty] | Talbot | 38.795 | -76.07 | Map | Map | PJM
5625 | Easton Utilities Comm | 4257 | Easton 2 | Electric Utility | MD | 23 |  | 6.3 | 6.3 | 6.3 | Petroleum Liquids | RFO | IC | 6 | 1989 |  |  | (OP) Operating | [6 empty] | Talbot | 38.795 | -76.07 | Map | Map | PJM
5625 | Easton Utilities Comm | 4257 | Easton 2 | Electric Utility | MD | 24 |  | 6.3 | 6.3 | 6.3 | Petroleum Liquids | RFO | IC | 6 | 1989 |  |  | (OP) Operating | [6 empty] | Talbot | 38.795 | -76.07 | Map | Map | PJM
55951 | Exelon Nuclear | 6011 | Calvert Cliffs Nuclear Power Plant | IPP Non-CHP | MD | 1 |  | 918 | 866 | 890 | Nuclear | NUC | ST | 5 | 1975 |  |  | (OP) Operating | [6 empty] | Calvert | 38.4344 | -76.4417 | Map | Map | PJM
55951 | Exelon Nuclear | 6011 | Calvert Cliffs Nuclear Power Plant | IPP Non-CHP | MD | 2 |  | 910.7 | 841.8 | 878 | Nuclear | NUC | ST | 4 | 1977 |  |  | (OP) Operating | [6 empty] | Calvert | 38.4344 | -76.4417 | Map | Map | PJM
84 | A & N Electric Coop | 6391 | Smith Island | Electric Utility | MD | 2 |  | 0.5 | 0.4 | 0.4 | Petroleum Liquids | DFO | IC | 12 | 1969 |  |  | (OP) Operating | [6 empty] | Somerset | 37.9955 | -76.0389 | Map | Map | PJM
1615 | Town of Berlin - (MD) | 6565 | Berlin | Electric Utility | MD | 1A |  | 1.1 | 1.1 | 1.1 | Petroleum Liquids | DFO | IC | 6 | 1961 |  |  | (OP) Operating | [6 empty] | Worcester | 38.3278 | -75.2172 | Map | Map | PJM
1615 | Town of Berlin - (MD) | 6565 | Berlin | Electric Utility | MD | 2A |  | 1.8 | 1.8 | 1.8 | Petroleum Liquids | DFO | IC | 7 | 1999 |  |  | (OP) Operating | [6 empty] | Worcester | 38.3278 | -75.2172 | Map | Map | PJM
1615 | Town of Berlin - (MD) | 6565 | Berlin | Electric Utility | MD | 4A |  | 1.8 | 1.8 | 1.8 | Petroleum Liquids | DFO | IC | 7 | 2000 |  |  | (OP) Operating | [6 empty] | Worcester | 38.3278 | -75.2172 | Map | Map | PJM
1615 | Town of Berlin - (MD) | 6565 | Berlin | Electric Utility | MD | 5A |  | 2.5 | 2.5 | 2.5 | Petroleum Liquids | DFO | IC | 12 | 1989 |  |  | (OP) Operating | [6 empty] | Worcester | 38.3278 | -75.2172 | Map | Map | PJM
56386 | Essential Power Rock Springs LLC | 7835 | Essential Power Rock Springs LLC | IPP Non-CHP | MD | 1 |  | 198.9 | 162.1 | 188.5 | Natural Gas Fired Combustion Turbine | NG | GT | 6 | 2003 |  |  | (OP) Operating | [6 empty] | Cecil | 39.719 | -76.1598 | Map | Map | PJM
56386 | Essential Power Rock Springs LLC | 7835 | Essential Power Rock Springs LLC | IPP Non-CHP | MD | 2 |  | 175.9 | 161.4 | 189 | Natural Gas Fired Combustion Turbine | NG | GT | 6 | 2003 |  |  | (OP) Operating | [6 empty] | Cecil | 39.719 | -76.1598 | Map | Map | PJM
56386 | Essential Power Rock Springs LLC | 7835 | Essential Power Rock Springs LLC | IPP Non-CHP | MD | 3 |  | 198.9 | 163.6 | 183.9 | Natural Gas Fired Combustion Turbine | NG | GT | 6 | 2003 |  |  | (OP) Operating |  |  |  | 2018 | 6 | 5 | Cecil | 39.719 | -76.1598 | Map | Map | PJM
56386 | Essential Power Rock Springs LLC | 7835 | Essential Power Rock Springs LLC | IPP Non-CHP | MD | 4 |  | 198.9 | 166.4 | 184.3 | Natural Gas Fired Combustion Turbine | NG | GT | 6 | 2003 |  |  | (OP) Operating |  |  |  | 2018 | 6 | 3 | Cecil | 39.719 | -76.1598 | Map | Map | PJM
20541 | Wheelabrator Environmental Systems | 10629 | Wheelabrator Baltimore Refuse | IPP CHP | MD | GEN1 |  | 60.2 | 57 | 57 | Municipal Solid Waste | MSW | ST | 11 | 1984 |  |  | (OP) Operating | [6 empty] | Baltimore City | 39.266 | -76.6296 | Map | Map | PJM
20541 | Wheelabrator Environmental Systems | 10629 | Wheelabrator Baltimore Refuse | IPP CHP | MD | GEN2 |  | 4.3 | 4.3 | 4.3 | Municipal Solid Waste | MSW | ST | 1 | 2001 |  |  | (OP) Operating | [6 empty] | Baltimore City | 39.266 | -76.6296 | Map | Map | PJM
35 | AES WR Ltd Partnership | 10678 | AES Warrior Run Cogeneration Facility | IPP CHP | MD | GEN1 |  | 229 | 180 | 180 | Conventional Steam Coal | BIT | ST | 8 | 1999 |  |  | (OP) Operating | [6 empty] | Allegany | 39.5952 | -78.7453 | Map | Map | PJM
11704 | Maryland Environmental Service | 10693 | Eastern Correctional Institute | Commercial CHP | MD | 1147 |  | 1.9 | 1.3 | 0.8 | Wood/Wood Waste Biomass | WDS | ST | 8 | 1987 |  |  | (OP) Operating | [6 empty] | Somerset | 38.159 | -75.704 | Map | Map | PJM
11704 | Maryland Environmental Service | 10693 | Eastern Correctional Institute | Commercial CHP | MD | 1148 |  | 1.9 | 1.3 | 0.8 | Wood/Wood Waste Biomass | WDS | ST | 8 | 1987 |  |  | (OP) Operating | [6 empty] | Somerset | 38.159 | -75.704 | Map | Map | PJM
15380 | Prince George's County | 50060 | Brown Station Road Plant I | Commercial Non-CHP | MD | 9314 |  | 0.9 | 0.8 | 0.8 | Landfill Gas | LFG | IC | 10 | 1987 |  |  | (OP) Operating | [6 empty] | Prince Georges | 38.8249 | -76.7732 | Map | Map | PJM
15380 | Prince George's County | 50060 | Brown Station Road Plant I | Commercial Non-CHP | MD | 9340 |  | 0.9 | 0.8 | 0.8 | Landfill Gas | LFG | IC | 10 | 1987 |  |  | (OP) Operating | [6 empty] | Prince Georges | 38.8249 | -76.7732 | Map | Map | PJM
50097 | Verso Luke LLC | 50282 | Luke Mill | Industrial CHP | MD | GEN1 |  | 35 | 32 | 26 | Conventional Steam Coal | BIT | ST | 1 | 1958 |  |  | (OP) Operating | [6 empty] | Allegany | 39.4736 | -79.0569 | Map | Map | PJM
50097 | Verso Luke LLC | 50282 | Luke Mill | Industrial CHP | MD | GEN2 |  | 30 | 28 | 24 | Conventional Steam Coal | BIT | ST | 1 | 1979 |  |  | (OP) Operating | [6 empty] | Allegany | 39.4736 | -79.0569 | Map | Map | PJM
49760 | Covanta Montgomery, Inc. | 50657 | Montgomery County Resource Recovery | IPP Non-CHP | MD | GEN1 |  | 67.8 | 54 | 56 | Municipal Solid Waste | MSW | ST | 5 | 1995 |  |  | (OP) Operating | [6 empty] | Montgomery | 39.2006 | -77.4556 | Map | Map | PJM
5277 | American Sugar Refining, Inc. | 54795 | Domino Sugar Baltimore | Industrial CHP | MD | GEN2 |  | 2.5 | 2.5 | 2.5 | Natural Gas Steam Turbine | NG | ST | 6 | 1955 |  |  | (OP) Operating | [6 empty] | Baltimore City | 39.2744 | -76.5956 | Map | Map | PJM
5277 | American Sugar Refining, Inc. | 54795 | Domino Sugar Baltimore | Industrial CHP | MD | GEN4 |  | 10 | 10 | 10 | Natural Gas Steam Turbine | NG | ST | 6 | 2001 |  |  | (OP) Operating | [6 empty] | Baltimore City | 39.2744 | -76.5956 | Map | Map | PJM
14410 | KMC Thermo, LLC | 54832 | Brandywine Power Facility | IPP CHP | MD | 1 | F701 | 98.7 |  |  | Natural Gas Fired Combined Cycle | NG | CT | 10 | 1996 |  |  | (OP) Operating | [6 empty] | Prince Georges | 38.6681 | -76.8678 | Map | Map | PJM
14410 | KMC Thermo, LLC | 54832 | Brandywine Power Facility | IPP CHP | MD | 2 | F701 | 98.7 |  |  | Natural Gas Fired Combined Cycle | NG | CT | 8 | 1996 |  |  | (OP) Operating | [6 empty] | Prince Georges | 38.6681 | -76.8678 | Map | Map | PJM
14410 | KMC Thermo, LLC | 54832 | Brandywine Power Facility | IPP CHP | MD | 3 | F701 | 91.4 | 230 | 230 | Natural Gas Fired Combined Cycle | NG | CA | 9 | 1996 |  |  | (OP) Operating | [6 empty] | Prince Georges | 38.6681 | -76.8678 | Map | Map | PJM
56318 | CB&I | 55885 | Montgomery County Oaks LFGE Plant | IPP Non-CHP | MD | CAT35 |  | 1.6 | 1.5 | 1.5 | Landfill Gas | LFG | IC | 6 | 2009 |  |  | (OP) Operating | [6 empty] | Montgomery | 39.1937 | -77.1189 | Map | Map | PJM
56318 | CB&I | 55885 | Montgomery County Oaks LFGE Plant | IPP Non-CHP | MD | GEJGC |  | 0.8 | 0.8 | 0.8 | Landfill Gas | LFG | IC | 6 | 2009 |  |  | (OP) Operating | [6 empty] | Montgomery | 39.1937 | -77.1189 | Map | Map | PJM
15380 | Prince George's County | 55964 | Brown Station Road Plant II | Commercial Non-CHP | MD | 1 |  | 1 | 0.8 | 0.8 | Landfill Gas | LFG | IC | 12 | 2003 |  |  | (OP) Operating | [6 empty] | Prince Georges | 38.8476 | -76.7859 | Map | Map | PJM
15380 | Prince George's County | 55964 | Brown Station Road Plant II | Commercial Non-CHP | MD | 2 |  | 1 | 0.8 | 0.8 | Landfill Gas | LFG | IC | 12 | 2003 |  |  | (OP) Operating | [6 empty] | Prince Georges | 38.8476 | -76.7859 | Map | Map | PJM
15380 | Prince George's County | 55964 | Brown Station Road Plant II | Commercial Non-CHP | MD | 3 |  | 1 | 0.8 | 0.8 | Landfill Gas | LFG | IC | 12 | 2003 |  |  | (OP) Operating | [6 empty] | Prince Georges | 38.8476 | -76.7859 | Map | Map | PJM
15380 | Prince George's County | 55964 | Brown Station Road Plant II | Commercial Non-CHP | MD | 4 |  | 1 | 0.8 | 0.8 | Landfill Gas | LFG | IC | 12 | 2003 |  |  | (OP) Operating | [6 empty] | Prince Georges | 38.8476 | -76.7859 | Map | Map | PJM
19165 | Trigen-Cinergy Solutions College Park | 56038 | UMCP CHP Plant | IPP CHP | MD | 1 |  | 11 | 9.4 | 10.8 | Natural Gas Fired Combustion Turbine | NG | GT | 6 | 2003 |  |  | (OP) Operating | [6 empty] | Prince Georges | 38.9858 | -76.9355 | Map | Map | PJM
19165 | Trigen-Cinergy Solutions College Park | 56038 | UMCP CHP Plant | IPP CHP | MD | 2 |  | 11 | 9.4 | 10.8 | Natural Gas Fired Combustion Turbine | NG | GT | 6 | 2003 |  |  | (OP) Operating | [6 empty] | Prince Georges | 38.9858 | -76.9355 | Map | Map | PJM
19165 | Trigen-Cinergy Solutions College Park | 56038 | UMCP CHP Plant | IPP CHP | MD | 3 |  | 5.4 | 2 | 5.1 | Natural Gas Steam Turbine | NG | ST | 7 | 2003 |  |  | (OP) Operating | [6 empty] | Prince Georges | 38.9858 | -76.9355 | Map | Map | PJM
14405 | Power Choice/Pepco Energy Serv | 56668 | NIH Cogeneration Facility | Commercial CHP | MD | CGTG |  | 22 | 21.3 | 22.3 | Natural Gas Fired Combustion Turbine | NG | GT | 7 | 2004 |  |  | (OP) Operating | [6 empty] | Montgomery | 39 | -77.0939 | Map | Map | PJM
55938 | Industrial Power Generating Company LLC | 56680 | Wicomico | IPP Non-CHP | MD | 1 |  | 0.3 | 0.3 | 0.3 | Landfill Gas | LFG | IC | 5 | 2007 |  |  | (OP) Operating | [6 empty] | Wicomico | 38.3847 | -75.6344 | Map | Map | PJM
55938 | Industrial Power Generating Company LLC | 56680 | Wicomico | IPP Non-CHP | MD | 10 |  | 0.3 | 0.3 | 0.3 | Landfill Gas | LFG | IC | 5 | 2007 |  |  | (OP) Operating | [6 empty] | Wicomico | 38.3847 | -75.6344 | Map | Map | PJM
55938 | Industrial Power Generating Company LLC | 56680 | Wicomico | IPP Non-CHP | MD | 11 |  | 0.3 | 0.3 | 0.3 | Landfill Gas | LFG | IC | 5 | 2007 |  |  | (OP) Operating | [6 empty] | Wicomico | 38.3847 | -75.6344 | Map | Map | PJM
55938 | Industrial Power Generating Company LLC | 56680 | Wicomico | IPP Non-CHP | MD | 12 |  | 0.3 | 0.3 | 0.3 | Landfill Gas | LFG | IC | 5 | 2007 |  |  | (OP) Operating | [6 empty] | Wicomico | 38.3847 | -75.6344 | Map | Map | PJM
55938 | Industrial Power Generating Company LLC | 56680 | Wicomico | IPP Non-CHP | MD | 13 |  | 0.3 | 0.3 | 0.3 | Landfill Gas | LFG | IC | 5 | 2007 |  |  | (OP) Operating | [6 empty] | Wicomico | 38.3847 | -75.6344 | Map | Map | PJM
55938 | Industrial Power Generating Company LLC | 56680 | Wicomico | IPP Non-CHP | MD | 14 |  | 0.3 | 0.3 | 0.3 | Landfill Gas | LFG | IC | 5 | 2007 |  |  | (OP) Operating | [6 empty] | Wicomico | 38.3847 | -75.6344 | Map | Map | PJM
55938 | Industrial Power Generating Company LLC | 56680 | Wicomico | IPP Non-CHP | MD | 15 |  | 0.3 | 0.3 | 0.3 | Landfill Gas | LFG | IC | 5 | 2007 |  |  | (OP) Operating | [6 empty] | Wicomico | 38.3847 | -75.6344 | Map | Map | PJM
55938 | Industrial Power Generating Company LLC | 56680 | Wicomico | IPP Non-CHP | MD | 16 |  | 0.3 | 0.3 | 0.3 | Landfill Gas | LFG | IC | 5 | 2007 |  |  | (OP) Operating | [6 empty] | Wicomico | 38.3847 | -75.6344 | Map | Map | PJM
55938 | Industrial Power Generating Company LLC | 56680 | Wicomico | IPP Non-CHP | MD | 17 |  | 0.3 | 0.3 | 0.3 | Landfill Gas | LFG | IC | 5 | 2007 |  |  | (OP) Operating | [6 empty] | Wicomico | 38.3847 | -75.6344 | Map | Map | PJM
55938 | Industrial Power Generating Company LLC | 56680 | Wicomico | IPP Non-CHP | MD | 18 |  | 0.3 | 0.3 | 0.3 | Landfill Gas | LFG | IC | 5 | 2007 |  |  | (OP) Operating | [6 empty] | Wicomico | 38.3847 | -75.6344 | Map | Map | PJM
55938 | Industrial Power Generating Company LLC | 56680 | Wicomico | IPP Non-CHP | MD | 2 |  | 0.3 | 0.3 | 0.3 | Landfill Gas | LFG | IC | 5 | 2007 |  |  | (OP) Operating | [6 empty] | Wicomico | 38.3847 | -75.6344 | Map | Map | PJM
55938 | Industrial Power Generating Company LLC | 56680 | Wicomico | IPP Non-CHP | MD | 3 |  | 0.3 | 0.3 | 0.3 | Landfill Gas | LFG | IC | 5 | 2007 |  |  | (OP) Operating | [6 empty] | Wicomico | 38.3847 | -75.6344 | Map | Map | PJM
55938 | Industrial Power Generating Company LLC | 56680 | Wicomico | IPP Non-CHP | MD | 4 |  | 0.3 | 0.3 | 0.3 | Landfill Gas | LFG | IC | 5 | 2007 |  |  | (OP) Operating | [6 empty] | Wicomico | 38.3847 | -75.6344 | Map | Map | PJM
55938 | Industrial Power Generating Company LLC | 56680 | Wicomico | IPP Non-CHP | MD | 5 |  | 0.3 | 0.3 | 0.3 | Landfill Gas | LFG | IC | 5 | 2007 |  |  | (OP) Operating | [6 empty] | Wicomico | 38.3847 | -75.6344 | Map | Map | PJM
55938 | Industrial Power Generating Company LLC | 56680 | Wicomico | IPP Non-CHP | MD | 6 |  | 0.3 | 0.3 | 0.3 | Landfill Gas | LFG | IC | 5 | 2007 |  |  | (OP) Operating | [6 empty] | Wicomico | 38.3847 | -75.6344 | Map | Map | PJM
55938 | Industrial Power Generating Company LLC | 56680 | Wicomico | IPP Non-CHP | MD | 7 |  | 0.3 | 0.3 | 0.3 | Landfill Gas | LFG | IC | 5 | 2007 |  |  | (OP) Operating | [6 empty] | Wicomico | 38.3847 | -75.6344 | Map | Map | PJM
55938 | Industrial Power Generating Company LLC | 56680 | Wicomico | IPP Non-CHP | MD | 8 |  | 0.3 | 0.3 | 0.3 | Landfill Gas | LFG | IC | 5 | 2007 |  |  | (OP) Operating | [6 empty] | Wicomico | 38.3847 | -75.6344 | Map | Map | PJM
55938 | Industrial Power Generating Company LLC | 56680 | Wicomico | IPP Non-CHP | MD | 9 |  | 0.3 | 0.3 | 0.3 | Landfill Gas | LFG | IC | 5 | 2007 |  |  | (OP) Operating | [6 empty] | Wicomico | 38.3847 | -75.6344 | Map | Map | PJM
56031 | CPV Maryland LLC | 56846 | CPV St Charles Energy Center | IPP Non-CHP | MD | GTG1 | G601 | 215 | 205 | 215 | Natural Gas Fired Combined Cycle | NG | CT | 2 | 2017 |  |  | (OP) Operating | [6 empty] | Charles | 38.5686 | -76.8919 | Map | Map | PJM
56031 | CPV Maryland LLC | 56846 | CPV St Charles Energy Center | IPP Non-CHP | MD | GTG2 | G601 | 215 | 205 | 215 | Natural Gas Fired Combined Cycle | NG | CT | 2 | 2017 |  |  | (OP) Operating | [6 empty] | Charles | 38.5686 | -76.8919 | Map | Map | PJM
56031 | CPV Maryland LLC | 56846 | CPV St Charles Energy Center | IPP Non-CHP | MD | STGEN | G601 | 316 | 316 | 316 | Natural Gas Fired Combined Cycle | NG | CA | 2 | 2017 |  |  | (OP) Operating | [6 empty] | Charles | 38.5686 | -76.8919 | Map | Map | PJM
56603 | Roth Rock Wind Farm LLC | 57239 | Roth Rock Wind Farm LLC | IPP Non-CHP | MD | SRRW1 |  | 40 | 40 | 40 | Onshore Wind Turbine | WND | WT | 8 | 2011 |  |  | (OP) Operating | [6 empty] | Garrett | 39.2544 | -79.4672 | Map | Map | PJM
56603 | Roth Rock Wind Farm LLC | 57240 | Roth Rock North Wind Farm, LLC | IPP Non-CHP | MD | SRRNW |  | 10 | 10 | 10 | Onshore Wind Turbine | WND | WT | 8 | 2011 |  |  | (OP) Operating | [6 empty] | Garrett | 39.2872 | -79.4344 | Map | Map | PJM
56661 | Criterion Power Partners LLC | 57300 | Criterion | IPP Non-CHP | MD | 1 |  | 70 | 70 | 70 | Onshore Wind Turbine | WND | WT | 12 | 2010 |  |  | (OP) Operating | [6 empty] | GARRETT | 39.4047 | -79.29 | Map | Map | PJM
56975 | Constellation Solar Maryland, LLC | 57646 | McCormick & Co. Inc. at Belcamp | IPP Non-CHP | MD | PV1 |  | 1.4 | 1.4 | 1.4 | Solar Photovoltaic | SUN | PV | 12 | 2010 |  |  | (OP) Operating | [6 empty] | Harford | 39.4836 | -76.2292 | Map | Map | PJM
57052 | NRG Solar Arrowhead LLC | 57747 | FedEx Field Solar Facility | IPP Non-CHP | MD | 1 |  | 2 | 2 | 2 | Solar Photovoltaic | SUN | PV | 9 | 2011 |  |  | (OP) Operating | [6 empty] | Prince Georges | 38.9078 | -76.8644 | Map | Map | PJM
57065 | Constellation Solar Horizons LLC | 57758 | Mount Saint Mary's | IPP Non-CHP | MD | PV1 |  | 13.7 | 13.7 | 13.7 | Solar Photovoltaic | SUN | PV | 7 | 2012 |  |  | (OP) Operating | [6 empty] | Frederick | 39.675 | -77.345 | Map | Map | PJM
57101 | FC Landfill Energy | 57786 | FC Landfill Energy | IPP Non-CHP | MD | UNIT1 |  | 1.1 | 1 | 1 | Landfill Gas | LFG | IC | 6 | 2010 | 7 | 2018 | (OP) Operating | [6 empty] | Frederick | 39.3678 | -77.3489 | Map | Map | PJM
57101 | FC Landfill Energy | 57786 | FC Landfill Energy | IPP Non-CHP | MD | UNIT2 |  | 1.1 | 1 | 1 | Landfill Gas | LFG | IC | 6 | 2010 | 7 | 2018 | (OP) Operating | [6 empty] | Frederick | 39.3678 | -77.3489 | Map | Map | PJM
57081 | WGL Energy Systems, Inc | 57879 | Perdue Salisbury Photovoltaic | IPP Non-CHP | MD | SALI |  | 1 | 1 | 1 | Solar Photovoltaic | SUN | PV | 9 | 2011 |  |  | (OP) Operating | [6 empty] | Wicomico | 38.3736 | -75.5353 | Map | Map | PJM
57389 | IKEA Property Inc | 58014 | IKEA Perryville 460 | Commercial Non-CHP | MD | PV |  | 2.1 | 2 | 2 | Solar Photovoltaic | SUN | PV | 2 | 2013 |  |  | (OP) Operating | [6 empty] | Cecil | 39.5608 | -76.0553 | Map | Map | PJM
57389 | IKEA Property Inc | 58015 | IKEA College Park 411 | Commercial Non-CHP | MD | PV |  | 1 | 1 | 1 | Solar Photovoltaic | SUN | PV | 2 | 2012 |  |  | (OP) Operating | [6 empty] | Prince Georges | 39.021 | -76.926 | Map | Map | PJM
58178 | GSA Metropolitan Service Center | 58207 | Central Utility Plant at White Oak | Commercial CHP | MD | G1 |  | 5.7 | 5.6 | 5.6 | Natural Gas Internal Combustion Engine | NG | IC | 11 | 2003 |  |  | (OP) Operating | [6 empty] | Montgomery | 39.0394 | -76.9825 | Map | Map | PJM
58178 | GSA Metropolitan Service Center | 58207 | Central Utility Plant at White Oak | Commercial CHP | MD | G10 |  | 2.3 | 2.3 | 2.3 | Petroleum Liquids | DFO | IC | 2 | 2014 |  |  | (OP) Operating | [6 empty] | Montgomery | 39.0394 | -76.9825 | Map | Map | PJM
58178 | GSA Metropolitan Service Center | 58207 | Central Utility Plant at White Oak | Commercial CHP | MD | G11 |  | 2.3 | 2.3 | 2.3 | Petroleum Liquids | DFO | IC | 2 | 2014 |  |  | (OP) Operating | [6 empty] | Montgomery | 39.0394 | -76.9825 | Map | Map | PJM
58178 | GSA Metropolitan Service Center | 58207 | Central Utility Plant at White Oak | Commercial CHP | MD | G3 |  | 4.3 | 4.3 | 4.6 | Natural Gas Fired Combustion Turbine | NG | GT | 11 | 2003 |  |  | (OP) Operating | [6 empty] | Montgomery | 39.0394 | -76.9825 | Map | Map | PJM
58178 | GSA Metropolitan Service Center | 58207 | Central Utility Plant at White Oak | Commercial CHP | MD | G4 |  | 4.3 | 4.3 | 4.6 | Natural Gas Fired Combustion Turbine | NG | GT | 4 | 2008 |  |  | (OP) Operating | [6 empty] | Montgomery | 39.0394 | -76.9825 | Map | Map | PJM
58178 | GSA Metropolitan Service Center | 58207 | Central Utility Plant at White Oak | Commercial CHP | MD | G5 |  | 4.3 | 4.3 | 4.6 | Natural Gas Fired Combustion Turbine | NG | GT | 3 | 2009 |  |  | (OP) Operating | [6 empty] | Montgomery | 39.0394 | -76.9825 | Map | Map | PJM
58178 | GSA Metropolitan Service Center | 58207 | Central Utility Plant at White Oak | Commercial CHP | MD | G6 |  | 4.3 | 4.3 | 4.6 | Natural Gas Fired Combustion Turbine | NG | GT | 5 | 2010 |  |  | (OP) Operating | [6 empty] | Montgomery | 39.0394 | -76.9825 | Map | Map | PJM
58178 | GSA Metropolitan Service Center | 58207 | Central Utility Plant at White Oak | Commercial CHP | MD | G7 | CC1 | 7.5 | 7.5 | 7.5 | Natural Gas Fired Combined Cycle | NG | CT | 2 | 2014 |  |  | (OP) Operating | [6 empty] | Montgomery | 39.0394 | -76.9825 | Map | Map | PJM
58178 | GSA Metropolitan Service Center | 58207 | Central Utility Plant at White Oak | Commercial CHP | MD | G8 | CC1 | 7.5 | 7.5 | 7.5 | Natural Gas Fired Combined Cycle | NG | CT | 2 | 2014 |  |  | (OP) Operating | [6 empty] | Montgomery | 39.0394 | -76.9825 | Map | Map | PJM
58178 | GSA Metropolitan Service Center | 58207 | Central Utility Plant at White Oak | Commercial CHP | MD | G9 |  | 4.5 | 4.5 | 4.5 | Natural Gas Fired Combustion Turbine | NG | GT | 2 | 2014 |  |  | (OP) Operating | [6 empty] | Montgomery | 39.0394 | -76.9825 | Map | Map | PJM
57081 | WGL Energy Systems, Inc | 58239 | Kent County-Kennedyville | IPP Non-CHP | MD | PVKV |  | 1 | 1 | 1 | Solar Photovoltaic | SUN | PV | 8 | 2012 |  |  | (OP) Operating | [6 empty] | Kent | 39.2972 | -75.9822 | Map | Map | PJM
57081 | WGL Energy Systems, Inc | 58241 | Rock Hall | IPP Non-CHP | MD | RCKHL |  | 1 | 1 | 1 | Solar Photovoltaic | SUN | PV | 12 | 2012 |  |  | (OP) Operating | [6 empty] | Kent | 39.1444 | -76.2316 | Map | Map | PJM
57081 | WGL Energy Systems, Inc | 58243 | Kent County - Worton Complex | IPP Non-CHP | MD | WRTN |  | 1 | 1 | 1 | Solar Photovoltaic | SUN | PV | 7 | 2012 |  |  | (OP) Operating | [6 empty] | Kent | 39.2808 | -76.0908 | Map | Map | PJM
58221 | LES Operations Services LLC | 58246 | Millersville LFG | IPP Non-CHP | MD | CAT1 |  | 1.6 | 1.5 | 1.5 | Landfill Gas | LFG | IC | 7 | 2012 |  |  | (OP) Operating | [6 empty] | Anne Arundel | 39.0847 | -76.6764 | Map | Map | PJM
58221 | LES Operations Services LLC | 58246 | Millersville LFG | IPP Non-CHP | MD | CAT2 |  | 1.6 | 1.5 | 1.5 | Landfill Gas | LFG | IC | 7 | 2012 |  |  | (OP) Operating | [6 empty] | Anne Arundel | 39.0847 | -76.6764 | Map | Map | PJM
58229 | Howard County - Maryland | 58252 | Alpha Ridge LFG | IPP Non-CHP | MD | JEN1 |  | 1 | 1 | 1 | Landfill Gas | LFG | IC | 7 | 2012 |  |  | (OP) Operating | [6 empty] | Howard | 39.305 | -76.9019 | Map | Map | PJM
58304 | Constellation Solar Maryland II LLC | 58329 | UMMS at Pocomoke | IPP Non-CHP | MD | PV1 |  | 2.8 | 2.8 | 2.8 | Solar Photovoltaic | SUN | PV | 2 | 2013 |  |  | (OP) Operating | [6 empty] | Somerset | 38.0981 | -75.6111 | Map | Map | PJM
59745 | First Solar Asset Management | 58408 | Maryland Solar | IPP Non-CHP | MD | MSH1 |  | 27 | 20.9 | 20.9 | Solar Photovoltaic | SUN | PV | 9 | 2013 |  |  | (OP) Operating | [6 empty] | Washington | 39.5631 | -77.7203 | Map | Map | PJM
58452 | SMECO Solar LLC | 58463 | Herbert Farm Solar | Electric Utility | MD | 1 |  | 5.5 | 5.5 | 5.5 | Solar Photovoltaic | SUN | PV | 11 | 2012 |  |  | (OP) Operating | [6 empty] | Charles | 38.5456 | -76.7994 | Map | Map | PJM
60947 | Tesla Inc. | 58631 | Queen Anne's County | IPP Non-CHP | MD | 1 |  | 2 | 2 | 2 | Solar Photovoltaic | SUN | PV | 12 | 2013 |  |  | (OP) Operating | [6 empty] | Queen Annes | 39.0317 | -76.0164 | Map | Map | PJM
58784 | Fourmile Wind Energy, LLC | 58904 | Fourmile Ridge | IPP Non-CHP | MD | 1 |  | 40 | 40 | 40 | Onshore Wind Turbine | WND | WT | 12 | 2014 |  |  | (OP) Operating | [6 empty] | Garrett | 39.6411 | -79.0111 | Map | Map | PJM
58870 | City Council of Baltimore City | 59026 | Back River Waste Water Treatment | IPP Non-CHP | MD | CHP 1 |  | 1.1 | 0.9 | 0.7 | Other Waste Biomass | OBG | IC | 1 | 2009 |  |  | (OP) Operating | [6 empty] | Baltimore City | 39.2997 | -76.4942 | Map | Map | PJM
58870 | City Council of Baltimore City | 59026 | Back River Waste Water Treatment | IPP Non-CHP | MD | CHP 2 |  | 1.1 | 0.9 | 0.7 | Other Waste Biomass | OBG | IC | 1 | 2009 |  |  | (OP) Operating | [6 empty] | Baltimore City | 39.2997 | -76.4942 | Map | Map | PJM
58870 | City Council of Baltimore City | 59026 | Back River Waste Water Treatment | IPP Non-CHP | MD | SOLAR |  | 0.8 | 0.8 | 0.8 | Solar Photovoltaic | SUN | PV | 3 | 2012 |  |  | (OP) Operating | [6 empty] | Baltimore City | 39.2997 | -76.4942 | Map | Map | PJM
58889 | Dominion Cove Point LNG, LP | 59073 | Cove Point LNG Terminal | Commercial Non-CHP | MD | 111JA |  | 9.4 | 8.5 | 9.4 | Natural Gas Fired Combustion Turbine | NG | GT | 1 | 1978 |  |  | (OP) Operating | [6 empty] | Calvert | 38.3855 | -76.4098 | Map | Map | PJM
58889 | Dominion Cove Point LNG, LP | 59073 | Cove Point LNG Terminal | Commercial Non-CHP | MD | 111JB |  | 9.4 | 8.5 | 9.4 | Natural Gas Fired Combustion Turbine | NG | GT | 1 | 1978 |  |  | (OP) Operating | [6 empty] | Calvert | 38.3855 | -76.4098 | Map | Map | PJM
58889 | Dominion Cove Point LNG, LP | 59073 | Cove Point LNG Terminal | Commercial Non-CHP | MD | 111JC |  | 9.4 | 8.5 | 9.4 | Natural Gas Fired Combustion Turbine | NG | GT | 1 | 1978 |  |  | (OP) Operating | [6 empty] | Calvert | 38.3855 | -76.4098 | Map | Map | PJM
58889 | Dominion Cove Point LNG, LP | 59073 | Cove Point LNG Terminal | Commercial Non-CHP | MD | 214JA |  | 23.9 | 21.7 | 23.9 | Natural Gas Fired Combustion Turbine | NG | GT | 2 | 2009 |  |  | (OP) Operating | [6 empty] | Calvert | 38.3855 | -76.4098 | Map | Map | PJM
58889 | Dominion Cove Point LNG, LP | 59073 | Cove Point LNG Terminal | Commercial Non-CHP | MD | 214JB |  | 23.9 | 21.7 | 23.9 | Natural Gas Fired Combustion Turbine | NG | GT | 2 | 2009 |  |  | (OP) Operating | [6 empty] | Calvert | 38.3855 | -76.4098 | Map | Map | PJM
58889 | Dominion Cove Point LNG, LP | 59073 | Cove Point LNG Terminal | Commercial Non-CHP | MD | 311JA |  | 15.6 | 12.9 | 15.6 | Natural Gas Fired Combustion Turbine | NG | GT | 2 | 2009 |  |  | (OP) Operating | [6 empty] | Calvert | 38.3855 | -76.4098 | Map | Map | PJM
58889 | Dominion Cove Point LNG, LP | 59073 | Cove Point LNG Terminal | Commercial Non-CHP | MD | 5501 |  | 3 | 3 | 3 | All Other | OTH | OT | 4 | 2018 |  |  | (OP) Operating | [6 empty] | Calvert | 38.3855 | -76.4098 | Map | Map | PJM
58889 | Dominion Cove Point LNG, LP | 59073 | Cove Point LNG Terminal | Commercial Non-CHP | MD | 5502 |  | 1.3 | 1.3 | 1.3 | All Other | OTH | OT | 4 | 2018 |  |  | (OP) Operating | [6 empty] | Calvert | 38.3855 | -76.4098 | Map | Map | PJM
58889 | Dominion Cove Point LNG, LP | 59073 | Cove Point LNG Terminal | Commercial Non-CHP | MD | 5511 |  | 1.7 | 1.7 | 1.7 | All Other | OTH | OT | 4 | 2018 |  |  | (OP) Operating | [6 empty] | Calvert | 38.3855 | -76.4098 | Map | Map | PJM
58889 | Dominion Cove Point LNG, LP | 59073 | Cove Point LNG Terminal | Commercial Non-CHP | MD | 5EG |  | 1 | 1 | 1 | Petroleum Liquids | DFO | IC | 4 | 2018 |  |  | (OP) Operating | [6 empty] | Calvert | 38.3855 | -76.4098 | Map | Map | PJM
58889 | Dominion Cove Point LNG, LP | 59073 | Cove Point LNG Terminal | Commercial Non-CHP | MD | 5STA |  | 65 | 40 | 40 | Natural Gas Fired Combined Cycle | NG | CA | 4 | 2018 |  |  | (OP) Operating | [6 empty] | Calvert | 38.3855 | -76.4098 | Map | Map | PJM
58889 | Dominion Cove Point LNG, LP | 59073 | Cove Point LNG Terminal | Commercial Non-CHP | MD | 5STB |  | 65 | 40 | 40 | Natural Gas Fired Combined Cycle | NG | CA | 4 | 2018 |  |  | (OP) Operating | [6 empty] | Calvert | 38.3855 | -76.4098 | Map | Map | PJM
58962 | Fair Wind Power Partners, LLC | 59147 | Fair Wind | IPP Non-CHP | MD | 1 |  | 30 | 30 | 30 | Onshore Wind Turbine | WND | WT | 11 | 2015 |  |  | (OP) Operating | [6 empty] | Garrett | 39.4046 | -79.2911 | Map | Map | PJM
40229 | Old Dominion Electric Coop | 59220 | Wildcat Point Generation Facility | Electric Utility | MD | CT1 |  | 310.3 | 310.3 | 310.3 | Natural Gas Fired Combined Cycle | NG | CT | 4 | 2018 |  |  | (OP) Operating | [6 empty] | Cecil | 39.7194 | -76.1616 | Map | Map | PJM
40229 | Old Dominion Electric Coop | 59220 | Wildcat Point Generation Facility | Electric Utility | MD | CT2 |  | 310.3 | 310.3 | 310.3 | Natural Gas Fired Combined Cycle | NG | CT | 4 | 2018 |  |  | (OP) Operating | [6 empty] | Cecil | 39.7194 | -76.1616 | Map | Map | PJM
40229 | Old Dominion Electric Coop | 59220 | Wildcat Point Generation Facility | Electric Utility | MD | ST1 |  | 493 | 493 | 493 | Natural Gas Fired Combined Cycle | NG | CA | 4 | 2018 |  |  | (OP) Operating | [6 empty] | Cecil | 39.7194 | -76.1616 | Map | Map | PJM
59540 | SunE SEM 1, LLC | 59743 | Chimes West Friendship (Nixon Farms) | IPP Non-CHP | MD | 1 |  | 1.5 | 1.2 | 0.7 | Solar Photovoltaic | SUN | PV | 12 | 2014 |  |  | (OP) Operating | [6 empty] | Howard | 39.2967 | -76.9574 | Map | Map | PJM
58473 | NVT LICENSES, LLC | 59749 | UMES (MD) - Princess Anne | IPP Non-CHP | MD | 1 |  | 2.2 | 2.1 | 1.3 | Solar Photovoltaic | SUN | PV | 2 | 2011 |  |  | (OP) Operating | [6 empty] | Somerset | 38.2026 | -75.6764 | Map | Map | PJM
59589 | Rockfish Solar LLC | 59811 | Rockfish Solar LLC | IPP Non-CHP | MD | GEN1 |  | 10.3 | 10.3 | 10.3 | Solar Photovoltaic | SUN | PV | 8 | 2015 |  |  | (OP) Operating | [6 empty] | Charles | 38.5915 | -76.8749 | Map | Map | PJM
56975 | Constellation Solar Maryland, LLC | 59841 | General Motors Corp at White Marsh MD | IPP Non-CHP | MD | PV1 |  | 1 | 1 | 1 | Solar Photovoltaic | SUN | PV | 5 | 2011 |  |  | (OP) Operating | [6 empty] | Baltimore | 39.3716 | -76.4405 | Map | Map | PJM
58304 | Constellation Solar Maryland II LLC | 59842 | CNE at Cambridge MD | IPP Non-CHP | MD | PV1 |  | 3.2 | 3.2 | 3.2 | Solar Photovoltaic | SUN | PV | 4 | 2015 |  |  | (OP) Operating | [6 empty] | Dorchester | 38.5158 | -76.0192 | Map | Map | PJM
59633 | Great Bay Solar I LLC | 59851 | Great Bay Solar 1 | IPP Non-CHP | MD | GBS01 |  | 150 | 57 | 57 | Solar Photovoltaic | SUN | PV | 3 | 2018 |  |  | (OP) Operating | [6 empty] | Somerset | 38.1689 | -75.6975 | Map | Map | PJM
59712 | AES Tait LLC | 59949 | AES Warrior Run Energy Storage Project | IPP Non-CHP | MD | BESS1 |  | 11 | 11 | 11 | Batteries | MWH | BA | 12 | 2015 |  |  | (OP) Operating | [6 empty] | Allegany | 39.5931 | -78.7453 | Map | Map | PJM
57365 | Consolidated Edison Solutions Inc | 60029 | CES VMT Solar | IPP Non-CHP | MD | VMMD |  | 1.1 | 1.1 | 1.1 | Solar Photovoltaic | SUN | PV | 7 | 2015 |  |  | (OP) Operating | [6 empty] | Washington | 39.6809 | -77.7271 | Map | Map | PJM
58491 | Constellation Solar Holding, LLC | 60036 | CCBC-Catonsville | IPP Non-CHP | MD | PV1 |  | 1.6 | 1.6 | 1.6 | Solar Photovoltaic | SUN | PV | 9 | 2015 |  |  | (OP) Operating | [6 empty] | Howard | 39.2525 | -76.735 | Map | Map | PJM
59838 | SunE DB27, LLC | 60089 | Elkton Solar | IPP Non-CHP | MD | ELKTN |  | 1.6 | 1.6 | 1.6 | Solar Photovoltaic | SUN | PV | 12 | 2015 |  |  | (OP) Operating | [6 empty] | Cecil | 39.6035 | -75.8362 | Map | Map | PJM
60947 | Tesla Inc. | 60096 | Town of Chestertown- Chestertown WWTP | IPP Non-CHP | MD | PV1 |  | 1 | 1 | 1 | Solar Photovoltaic | SUN | PV | 12 | 2015 |  |  | (OP) Operating | [6 empty] | Kent | 39.1995 | -76.0767 | Map | Map | PJM
59997 | Customized Energy Solutions | 60213 | NA 1(Hagerstown) | IPP Non-CHP | MD | MPSHG |  | 2 | 2 | 2 | Batteries | MWH | BA | 4 | 2017 |  |  | (OP) Operating | [6 empty] | Washington | 39.6189 | -77.7121 | Map | Map | PJM
60150 | SunE DB42, LLC | 60353 | Cecil County CCVT HS | IPP Non-CHP | MD | CCVT |  | 2 | 2 | 2 | Solar Photovoltaic | SUN | PV | 12 | 2015 |  |  | (OP) Operating | [6 empty] | Cecil | 39.651 | -75.8083 | Map | Map | PJM
57081 | WGL Energy Systems, Inc | 60447 | Presbyterian Senior Living Service | IPP Non-CHP | MD | PSLS |  | 1.2 | 1.2 | 1.2 | Solar Photovoltaic | SUN | PV | 9 | 2013 |  |  | (OP) Operating | [6 empty] | Baltimore | 39.4476 | -76.5163 | Map | Map | PJM
60947 | Tesla Inc. | 60461 | The Clorox Company | IPP Non-CHP | MD | PV1 |  | 1.6 | 1.6 | 1.6 | Solar Photovoltaic | SUN | PV | 8 | 2016 |  |  | (OP) Operating | [6 empty] | Harford | 39.4721 | -76.2013 | Map | Map | PJM
60947 | Tesla Inc. | 60465 | Chesapeake College | IPP Non-CHP | MD | PV1 |  | 1.5 | 1.5 | 1.5 | Solar Photovoltaic | SUN | PV | 7 | 2016 |  |  | (OP) Operating | [6 empty] | Queen Annes | 38.9534 | -76.0832 | Map | Map | PJM
60281 | Altus Power America Management, LLC | 60496 | MEBA | IPP Non-CHP | MD | 1 |  | 1.5 | 1.5 | 1.5 | Solar Photovoltaic | SUN | PV | 11 | 2014 |  |  | (OP) Operating | [6 empty] | Talbot | 38.7729 | -76.1389 | Map | Map | PJM
60947 | Tesla Inc. | 60604 | Wye Mills VNEM | IPP Non-CHP | MD | PV1 |  | 10 | 10 | 10 | Solar Photovoltaic | SUN | PV | 8 | 2016 |  |  | (OP) Operating | [6 empty] | Queen Annes | 38.9404 | -76.0457 | Map | Map | ISNE
60396 | Constellation New Energy Inc. | 60662 | Archdiocese of Baltimore J | IPP Non-CHP | MD | PV1 |  | 2 | 2 | 2 | Solar Photovoltaic | SUN | PV | 12 | 2015 |  |  | (OP) Operating | [6 empty] | Harford | 39.445 | -76.217 | Map | Map | PJM
60396 | Constellation New Energy Inc. | 60663 | Archdiocese of Baltimore L | IPP Non-CHP | MD | PV1 |  | 2 | 2 | 2 | Solar Photovoltaic | SUN | PV | 12 | 2015 |  |  | (OP) Operating | [6 empty] | Harford | 39.445 | -76.217 | Map | Map | PJM
60396 | Constellation New Energy Inc. | 60664 | Baltimore City B | IPP Non-CHP | MD | PV1 |  | 2 | 2 | 2 | Solar Photovoltaic | SUN | PV | 12 | 2015 |  |  | (OP) Operating | [6 empty] | Harford | 39.436 | -76.22 | Map | Map | PJM
60396 | Constellation New Energy Inc. | 60665 | Baltimore City D | IPP Non-CHP | MD | PV1 |  | 2 | 2 | 2 | Solar Photovoltaic | SUN | PV | 12 | 2015 |  |  | (OP) Operating | [6 empty] | Harford | 39.436 | -76.22 | Map | Map | PJM
60396 | Constellation New Energy Inc. | 60666 | Baltimore City F | IPP Non-CHP | MD | PV1 |  | 2 | 2 | 2 | Solar Photovoltaic | SUN | PV | 12 | 2015 |  |  | (OP) Operating | [6 empty] | Harford | 39.436 | -76.22 | Map | Map | PJM
60396 | Constellation New Energy Inc. | 60667 | Baltimore City G | IPP Non-CHP | MD | PV1 |  | 2 | 2 | 2 | Solar Photovoltaic | SUN | PV | 12 | 2015 |  |  | (OP) Operating | [6 empty] | Harford | 39.436 | -76.22 | Map | Map | PJM
60396 | Constellation New Energy Inc. | 60668 | City of Havre De Grace C | IPP Non-CHP | MD | PV1 |  | 2 | 2 | 2 | Solar Photovoltaic | SUN | PV | 12 | 2015 |  |  | (OP) Operating | [6 empty] | Harford | 39.436 | -76.22 | Map | Map | PJM
60396 | Constellation New Energy Inc. | 60669 | Sod Run WTP A | IPP Non-CHP | MD | PV1 |  | 2 | 2 | 2 | Solar Photovoltaic | SUN | PV | 12 | 2015 |  |  | (OP) Operating | [6 empty] | Harford | 39.436 | -76.22 | Map | Map | PJM
60396 | Constellation New Energy Inc. | 60708 | Havre de Grace II - E at Perryman | IPP Non-CHP | MD | PV1 |  | 1.4 | 1.4 | 1.4 | Solar Photovoltaic | SUN | PV | 5 | 2016 |  |  | (OP) Operating | [6 empty] | Harford | 39.436 | -76.22 | Map | Map | PJM
56997 | Marina Energy LLC | 60735 | Longview Solar | IPP Non-CHP | MD | PV1 |  | 13.6 | 13.6 | 13.6 | Solar Photovoltaic | SUN | PV | 2 | 2016 |  |  | (OP) Operating | [6 empty] | Wicomico | 38.3947 | -75.6727 | Map | Map | PJM
56997 | Marina Energy LLC | 60737 | Church Hill | IPP Non-CHP | MD | PV1 |  | 6 | 6 | 6 | Solar Photovoltaic | SUN | PV | 5 | 2016 |  |  | (OP) Operating | [6 empty] | Queen Annes | 39.1009 | -75.9597 | Map | Map | PJM
60947 | Tesla Inc. | 60820 | Montgomery County Correctional Facility | IPP Non-CHP | MD | PV1 |  | 1.4 | 1.4 | 1.4 | Solar Photovoltaic | SUN | PV | 11 | 2017 |  |  | (OP) Operating | [6 empty] | Montgomery | 39.2379 | -77.2932 | Map | Map | PJM
60947 | Tesla Inc. | 60847 | Garrett County - DPU Treatment Plant | IPP Non-CHP | MD | PV1 |  | 1.2 | 1.2 | 1.2 | Solar Photovoltaic | SUN | PV | 5 | 2017 |  |  | (OP) Operating | [6 empty] | Garrett | 39.5052 | -79.393 | Map | Map | PJM
60508 | UGI Energy Services, LLC | 60849 | Emmitsburg Solar Arrays | IPP Non-CHP | MD | 87353 |  | 1.7 | 1.7 | 1.7 | Solar Photovoltaic | SUN | PV | 4 | 2014 |  |  | (OP) Operating | [6 empty] | Frederick | 39.6937 | -77.3144 | Map | Map | PJM
57081 | WGL Energy Systems, Inc | 61185 | Pfeffers | IPP Non-CHP | MD | SO147 |  | 1 | 1 | 1 | Solar Photovoltaic | SUN | PV | 5 | 2016 |  |  | (OP) Operating | [6 empty] | Baltimore | 39.4276 | -76.3936 | Map | Map | PJM
60890 | US Dept of Army, Garrison, APG | 61282 | APG Combined Heat and Power Plant | Commercial CHP | MD | GEN1 |  | 7.9 | 6.2 | 9 | Natural Gas Fired Combustion Turbine | NG | GT | 12 | 2016 |  |  | (OP) Operating | [6 empty] | Harford | 39.3975 | -76.2991 | Map | Map | PJM
60994 | IGS Solar I, LLC | 61358 | IGS Solar I - BWI5 | IPP Non-CHP | MD | BWI5 |  | 1.1 | 1.1 | 0.7 | Solar Photovoltaic | SUN | PV | 12 | 2016 |  |  | (OP) Operating | [6 empty] | Baltimore | 39.27 | -76.548 | Map | Map | PJM
61077 | IGS ORIX Solar I, LLC | 61465 | IGS Solar I - BWI2 | IPP Non-CHP | MD | BWI2 |  | 1.4 | 1.4 | 0.9 | Solar Photovoltaic | SUN | PV | 2 | 2017 |  |  | (OP) Operating | [6 empty] | Baltimore | 39.267 | -76.548 | Map | Map | PJM
61060 | Cypress Creek Renewables | 61519 | Baker Point | IPP Non-CHP | MD | GEN1 |  | 9 | 9 | 9 | Solar Photovoltaic | SUN | PV | 10 | 2016 |  |  | (OP) Operating | [6 empty] | Frederick | 39.5703 | -77.3634 | Map | Map | PJM
61153 | Montevue Lane Solar, LLC | 61552 | Fort Detrick Solar PV | IPP Non-CHP | MD | FDSPV |  | 15.7 | 15.7 | 12.6 | Solar Photovoltaic | SUN | PV | 2 | 2016 |  |  | (OP) Operating | [6 empty] | Frederick | 39.44 | -77.45 | Map | Map | PJM
61362 | GWCC PV Solar Farm | 61738 | GWCC PV Solar Farm | IPP Non-CHP | MD | SOLAR |  | 1.6 | 1.6 | 1.6 | Solar Photovoltaic | SUN | PV | 1 | 2015 |  |  | (OP) Operating | [6 empty] | Prince Georges | 39.0172 | -76.909 | Map | Map | PJM
56609 | Calpine Mid-Atlantic Generation LLC | 1563 | Crisfield | IPP Non-CHP | MD | CRIS |  | 2.9 | 2.6 | 2.6 | Petroleum Liquids | DFO | IC | 5 | 1968 |  |  | (SB) Standby/Backup: available for service but not normally used | [6 empty] | Somerset | 37.9941 | -75.8377 | Map | Map | PJM
56609 | Calpine Mid-Atlantic Generation LLC | 1563 | Crisfield | IPP Non-CHP | MD | CRS2 |  | 2.9 | 2.6 | 2.6 | Petroleum Liquids | DFO | IC | 5 | 1968 |  |  | (SB) Standby/Backup: available for service but not normally used | [6 empty] | Somerset | 37.9941 | -75.8377 | Map | Map | PJM
56609 | Calpine Mid-Atlantic Generation LLC | 1563 | Crisfield | IPP Non-CHP | MD | CRS3 |  | 2.9 | 2.6 | 2.6 | Petroleum Liquids | DFO | IC | 5 | 1968 |  |  | (SB) Standby/Backup: available for service but not normally used | [6 empty] | Somerset | 37.9941 | -75.8377 | Map | Map | PJM
56609 | Calpine Mid-Atlantic Generation LLC | 1563 | Crisfield | IPP Non-CHP | MD | CRS4 |  | 2.9 | 2.6 | 2.6 | Petroleum Liquids | DFO | IC | 5 | 1968 |  |  | (SB) Standby/Backup: available for service but not normally used | [6 empty] | Somerset | 37.9941 | -75.8377 | Map | Map | PJM
84 | A & N Electric Coop | 6391 | Smith Island | Electric Utility | MD | 3 |  | 1.2 | 1.2 | 1.2 | Petroleum Liquids | DFO | IC | 3 | 1994 |  |  | (SB) Standby/Backup: available for service but not normally used | [6 empty] | Somerset | 37.9955 | -76.0389 | Map | Map | PJM
11704 | Maryland Environmental Service | 10693 | Eastern Correctional Institute | Commercial CHP | MD | DG1 |  | 1 | 1 | 1 | Petroleum Liquids | DFO | IC | 11 | 1988 |  |  | (SB) Standby/Backup: available for service but not normally used | [6 empty] | Somerset | 38.159 | -75.704 | Map | Map | PJM
11704 | Maryland Environmental Service | 10693 | Eastern Correctional Institute | Commercial CHP | MD | DG2 |  | 1 | 1 | 1 | Petroleum Liquids | DFO | IC | 11 | 1988 |  |  | (SB) Standby/Backup: available for service but not normally used | [6 empty] | Somerset | 38.159 | -75.704 | Map | Map | PJM
19198 | Trigen Inner Harbor East, LLC | 56050 | Inner Harbor East Heating | Commercial CHP | MD | 1 |  | 2.1 | 2.1 | 2.1 | Natural Gas Internal Combustion Engine | NG | IC | 9 | 2004 |  |  | (SB) Standby/Backup: available for service but not normally used | [6 empty] | Baltimore City | 39.2837 | -76.5994 | Map | Map | PJM
58178 | GSA Metropolitan Service Center | 58207 | Central Utility Plant at White Oak | Commercial CHP | MD | G2 |  | 2.3 | 2.3 | 2.3 | Petroleum Liquids | DFO | IC | 11 | 2003 |  |  | (SB) Standby/Backup: available for service but not normally used | [6 empty] | Montgomery | 39.0394 | -76.9825 | Map | Map | PJM
39006 | Brookfield White Pine Hydro LLC | 805 | Charles E Monty | IPP Non-CHP | ME | M-1 |  | 14.2 | 14 | 14 | Conventional Hydroelectric | WAT | HY | 1 | 1990 |  |  | (OP) Operating | [6 empty] | Androscoggin | 44.0995 | -70.2208 | Map | Map | ISNE
39006 | Brookfield White Pine Hydro LLC | 805 | Charles E Monty | IPP Non-CHP | ME | M2 |  | 14.2 | 14 | 14 | Conventional Hydroelectric | WAT | HY | 1 | 1990 |  |  | (OP) Operating | [6 empty] | Androscoggin | 44.0995 | -70.2208 | Map | Map | ISNE
1179 | Emera Maine | 1468 | Eastport | Electric Utility | ME | 3 |  | 2 | 2 | 2.1 | Petroleum Liquids | DFO | IC | 8 | 1949 |  |  | (OP) Operating | [6 empty] | Washington | 44.9136 | -67.0033 | Map | Map | ISNE
59178 | Brookfield Black Bear Hydro, LLC | 1469 | Ellsworth Hydro Station | IPP Non-CHP | ME | EL01 |  | 2.5 | 2.6 | 2.5 | Conventional Hydroelectric | WAT | HY | 7 | 1924 |  |  | (OP) Operating | [6 empty] | Hancock | 44.5442 | -68.4306 | Map | Map | ISNE
59178 | Brookfield Black Bear Hydro, LLC | 1469 | Ellsworth Hydro Station | IPP Non-CHP | ME | EL02 |  | 2 | 2.1 | 2 | Conventional Hydroelectric | WAT | HY | 7 | 1938 |  |  | (OP) Operating | [6 empty] | Hancock | 44.5442 | -68.4306 | Map | Map | ISNE
59178 | Brookfield Black Bear Hydro, LLC | 1469 | Ellsworth Hydro Station | IPP Non-CHP | ME | EL03 |  | 2 | 2.1 | 2 | Conventional Hydroelectric | WAT | HY | 7 | 1938 |  |  | (OP) Operating | [6 empty] | Hancock | 44.5442 | -68.4306 | Map | Map | ISNE
59178 | Brookfield Black Bear Hydro, LLC | 1469 | Ellsworth Hydro Station | IPP Non-CHP | ME | EL04 |  | 2.4 | 2.5 | 2.4 | Conventional Hydroelectric | WAT | HY | 7 | 1924 |  |  | (OP) Operating | [6 empty] | Hancock | 44.5442 | -68.4306 | Map | Map | ISNE
59178 | Brookfield Black Bear Hydro, LLC | 1475 | Milford Hydro Station | IPP Non-CHP | ME | MF01 |  | 0.7 | 0.7 | 0.7 | Conventional Hydroelectric | WAT | HY | 11 | 2011 |  |  | (OP) Operating | [6 empty] | Penobscot | 44.9421 | -68.645 | Map | Map | ISNE
59178 | Brookfield Black Bear Hydro, LLC | 1475 | Milford Hydro Station | IPP Non-CHP | ME | MF02 |  | 0.7 | 0.7 | 0.7 | Conventional Hydroelectric | WAT | HY | 11 | 2011 |  |  | (OP) Operating | [6 empty] | Penobscot | 44.9421 | -68.645 | Map | Map | ISNE
59178 | Brookfield Black Bear Hydro, LLC | 1475 | Milford Hydro Station | IPP Non-CHP | ME | MF03 |  | 1.6 | 1.6 | 1.6 | Conventional Hydroelectric | WAT | HY | 7 | 1956 |  |  | (OP) Operating | [6 empty] | Penobscot | 44.9421 | -68.645 | Map | Map | ISNE
59178 | Brookfield Black Bear Hydro, LLC | 1475 | Milford Hydro Station | IPP Non-CHP | ME | MF04 |  | 1.6 | 1.6 | 1.6 | Conventional Hydroelectric | WAT | HY | 7 | 1946 |  |  | (OP) Operating | [6 empty] | Penobscot | 44.9421 | -68.645 | Map | Map | ISNE
59178 | Brookfield Black Bear Hydro, LLC | 1475 | Milford Hydro Station | IPP Non-CHP | ME | MF05 |  | 1.6 | 1.6 | 1.6 | Conventional Hydroelectric | WAT | HY | 7 | 1941 |  |  | (OP) Operating | [6 empty] | Penobscot | 44.9421 | -68.645 | Map | Map | ISNE
59178 | Brookfield Black Bear Hydro, LLC | 1475 | Milford Hydro Station | IPP Non-CHP | ME | MF06 |  | 1.6 | 1.6 | 1.6 | Conventional Hydroelectric | WAT | HY | 7 | 1942 |  |  | (OP) Operating | [6 empty] | Penobscot | 44.9421 | -68.645 | Map | Map | ISNE
59178 | Brookfield Black Bear Hydro, LLC | 1478 | Stillwater Hydro Station | IPP Non-CHP | ME | SW01 |  | 0.4 | 0.5 | 0.5 | Conventional Hydroelectric | WAT | HY | 1 | 1913 |  |  | (OP) Operating | [6 empty] | Penobscot | 44.9094 | -68.6833 | Map | Map | ISNE
59178 | Brookfield Black Bear Hydro, LLC | 1478 | Stillwater Hydro Station | IPP Non-CHP | ME | SW02 |  | 0.4 | 0.5 | 0.5 | Conventional Hydroelectric | WAT | HY | 1 | 1913 |  |  | (OP) Operating | [6 empty] | Penobscot | 44.9094 | -68.6833 | Map | Map | ISNE
59178 | Brookfield Black Bear Hydro, LLC | 1478 | Stillwater Hydro Station | IPP Non-CHP | ME | SW03 |  | 0.4 | 0.5 | 0.5 | Conventional Hydroelectric | WAT | HY | 1 | 1916 |  |  | (OP) Operating | [6 empty] | Penobscot | 44.9094 | -68.6833 | Map | Map | ISNE
59178 | Brookfield Black Bear Hydro, LLC | 1478 | Stillwater Hydro Station | IPP Non-CHP | ME | SW04 |  | 0.6 | 0.6 | 0.6 | Conventional Hydroelectric | WAT | HY | 1 | 1929 |  |  | (OP) Operating | [6 empty] | Penobscot | 44.9094 | -68.6833 | Map | Map | ISNE
39006 | Brookfield White Pine Hydro LLC | 1480 | Androscoggin 3 | IPP Non-CHP | ME | 328 |  | 3.6 | 3.4 | 3.3 | Conventional Hydroelectric | WAT | HY | 1 | 1928 |  |  | (OP) Operating | [6 empty] | Androscoggin | 44.1353 | -70.2015 | Map | Map | ISNE
39006 | Brookfield White Pine Hydro LLC | 1481 | Bar Mills | IPP Non-CHP | ME | 1 |  | 2 | 2 | 2 | Conventional Hydroelectric | WAT | HY | 1 | 1956 |  |  | (OP) Operating | [6 empty] | York | 43.6136 | -70.5525 | Map | Map | ISNE
39006 | Brookfield White Pine Hydro LLC | 1481 | Bar Mills | IPP Non-CHP | ME | 2 |  | 2 | 2 | 2 | Conventional Hydroelectric | WAT | HY | 1 | 1956 |  |  | (OP) Operating | [6 empty] | York | 43.6136 | -70.5525 | Map | Map | ISNE
39006 | Brookfield White Pine Hydro LLC | 1482 | Bonny Eagle | IPP Non-CHP | ME | 1 |  | 1.2 | 1.5 | 1.5 | Conventional Hydroelectric | WAT | HY | 1 | 1910 |  |  | (OP) Operating | [6 empty] | York | 43.6877 | -70.6115 | Map | Map | ISNE
39006 | Brookfield White Pine Hydro LLC | 1482 | Bonny Eagle | IPP Non-CHP | ME | 2 |  | 1.2 | 1.5 | 1.5 | Conventional Hydroelectric | WAT | HY | 1 | 1910 |  |  | (OP) Operating | [6 empty] | York | 43.6877 | -70.6115 | Map | Map | ISNE
39006 | Brookfield White Pine Hydro LLC | 1482 | Bonny Eagle | IPP Non-CHP | ME | 3 |  | 1.2 | 1.5 | 1.5 | Conventional Hydroelectric | WAT | HY | 1 | 1910 |  |  | (OP) Operating | [6 empty] | York | 43.6877 | -70.6115 | Map | Map | ISNE
39006 | Brookfield White Pine Hydro LLC | 1482 | Bonny Eagle | IPP Non-CHP | ME | 4 |  | 1.2 | 1.5 | 1.5 | Conventional Hydroelectric | WAT | HY | 1 | 1910 |  |  | (OP) Operating | [6 empty] | York | 43.6877 | -70.6115 | Map | Map | ISNE
39006 | Brookfield White Pine Hydro LLC | 1482 | Bonny Eagle | IPP Non-CHP | ME | 5 |  | 1.2 | 1.5 | 1.5 | Conventional Hydroelectric | WAT | HY | 1 | 1910 |  |  | (OP) Operating | [6 empty] | York | 43.6877 | -70.6115 | Map | Map | ISNE
39006 | Brookfield White Pine Hydro LLC | 1482 | Bonny Eagle | IPP Non-CHP | ME | 6 |  | 1.2 | 1.5 | 1.5 | Conventional Hydroelectric | WAT | HY | 1 | 1910 |  |  | (OP) Operating | [6 empty] | York | 43.6877 | -70.6115 | Map | Map | ISNE
39006 | Brookfield White Pine Hydro LLC | 1483 | Brunswick Hydro | IPP Non-CHP | ME | B1 |  | 12.6 | 13 | 13 | Conventional Hydroelectric | WAT | HY | 3 | 1982 |  |  | (OP) Operating | [6 empty] | Cumberland | 43.9205 | -69.9678 | Map | Map | ISNE
39006 | Brookfield White Pine Hydro LLC | 1483 | Brunswick Hydro | IPP Non-CHP | ME | B2 |  | 3.5 | 3.5 | 3.5 | Conventional Hydroelectric | WAT | HY | 4 | 1983 |  |  | (OP) Operating | [6 empty] | Cumberland | 43.9205 | -69.9678 | Map | Map | ISNE
39006 | Brookfield White Pine Hydro LLC | 1483 | Brunswick Hydro | IPP Non-CHP | ME | B3 |  | 3.5 | 3.5 | 3.5 | Conventional Hydroelectric | WAT | HY | 4 | 1983 |  |  | (OP) Operating | [6 empty] | Cumberland | 43.9205 | -69.9678 | Map | Map | ISNE
14876 | FPL Energy Cape LLC | 1484 | Cape Gas Turbine | IPP Non-CHP | ME | GT4 |  | 17.5 | 16 | 20 | Petroleum Liquids | DFO | GT | 1 | 1970 |  |  | (OP) Operating | [6 empty] | Cumberland | 43.6436 | -70.2544 | Map | Map | ISNE
14876 | FPL Energy Cape LLC | 1484 | Cape Gas Turbine | IPP Non-CHP | ME | GT5 |  | 17.5 | 16 | 20 | Petroleum Liquids | DFO | GT | 1 | 1970 |  |  | (OP) Operating | [6 empty] | Cumberland | 43.6436 | -70.2544 | Map | Map | ISNE
39006 | Brookfield White Pine Hydro LLC | 1486 | Cataract Hydro | IPP Non-CHP | ME | 1 |  | 6.6 | 8 | 8 | Conventional Hydroelectric | WAT | HY | 1 | 1937 |  |  | (OP) Operating | [6 empty] | York | 43.4956 | -70.4472 | Map | Map | ISNE
39006 | Brookfield White Pine Hydro LLC | 1488 | Deer Rips | IPP Non-CHP | ME | DR1 |  | 0.6 | 0.7 | 0.7 | Conventional Hydroelectric | WAT | HY | 1 | 1903 |  |  | (OP) Operating | [6 empty] | Androscoggin | 44.1346 | -70.2037 | Map | Map | ISNE
39006 | Brookfield White Pine Hydro LLC | 1488 | Deer Rips | IPP Non-CHP | ME | DR2 |  | 0.6 | 0.7 | 0.7 | Conventional Hydroelectric | WAT | HY | 1 | 1903 |  |  | (OP) Operating | [6 empty] | Androscoggin | 44.1346 | -70.2037 | Map | Map | ISNE
39006 | Brookfield White Pine Hydro LLC | 1488 | Deer Rips | IPP Non-CHP | ME | DR3 |  | 0.9 | 0.8 | 0.8 | Conventional Hydroelectric | WAT | HY | 1 | 1906 |  |  | (OP) Operating | [6 empty] | Androscoggin | 44.1346 | -70.2037 | Map | Map | ISNE
39006 | Brookfield White Pine Hydro LLC | 1488 | Deer Rips | IPP Non-CHP | ME | DR4 |  | 0.8 | 0.7 | 0.7 | Conventional Hydroelectric | WAT | HY | 1 | 1911 |  |  | (OP) Operating | [6 empty] | Androscoggin | 44.1346 | -70.2037 | Map | Map | ISNE
39006 | Brookfield White Pine Hydro LLC | 1488 | Deer Rips | IPP Non-CHP | ME | DR5 |  | 0.8 | 0.7 | 0.7 | Conventional Hydroelectric | WAT | HY | 1 | 1913 |  |  | (OP) Operating | [6 empty] | Androscoggin | 44.1346 | -70.2037 | Map | Map | ISNE
39006 | Brookfield White Pine Hydro LLC | 1488 | Deer Rips | IPP Non-CHP | ME | DR6 |  | 1.8 | 1.7 | 1.7 | Conventional Hydroelectric | WAT | HY | 1 | 1919 |  |  | (OP) Operating | [6 empty] | Androscoggin | 44.1346 | -70.2037 | Map | Map | ISNE
39006 | Brookfield White Pine Hydro LLC | 1488 | Deer Rips | IPP Non-CHP | ME | DR7 |  | 1 | 0.9 | 0.9 | Conventional Hydroelectric | WAT | HY | 1 | 1924 |  |  | (OP) Operating | [6 empty] | Androscoggin | 44.1346 | -70.2037 | Map | Map | ISNE
39006 | Brookfield White Pine Hydro LLC | 1491 | Gulf Island | IPP Non-CHP | ME | GI1 |  | 6.4 | 7.2 | 7.2 | Conventional Hydroelectric | WAT | HY | 1 | 1926 |  |  | (OP) Operating | [6 empty] | Androscoggin | 44.1529 | -70.2094 | Map | Map | ISNE
39006 | Brookfield White Pine Hydro LLC | 1491 | Gulf Island | IPP Non-CHP | ME | GI2 |  | 6.4 | 8.1 | 8.1 | Conventional Hydroelectric | WAT | HY | 1 | 1926 |  |  | (OP) Operating | [6 empty] | Androscoggin | 44.1529 | -70.2094 | Map | Map | ISNE
39006 | Brookfield White Pine Hydro LLC | 1491 | Gulf Island | IPP Non-CHP | ME | GI3 |  | 6.4 | 7.9 | 7.9 | Conventional Hydroelectric | WAT | HY | 1 | 1926 |  |  | (OP) Operating | [6 empty] | Androscoggin | 44.1529 | -70.2094 | Map | Map | ISNE
39006 | Brookfield White Pine Hydro LLC | 1492 | Harris Hydro | IPP Non-CHP | ME | HA1 |  | 15 | 16.8 | 16.8 | Conventional Hydroelectric | WAT | HY | 1 | 1954 |  |  | (OP) Operating | [6 empty] | Somerset | 45.4592 | -69.8658 | Map | Map | ISNE
39006 | Brookfield White Pine Hydro LLC | 1492 | Harris Hydro | IPP Non-CHP | ME | HA2 |  | 30 | 35 | 34.9 | Conventional Hydroelectric | WAT | HY | 1 | 1954 |  |  | (OP) Operating | [6 empty] | Somerset | 45.4592 | -69.8658 | Map | Map | ISNE
39006 | Brookfield White Pine Hydro LLC | 1492 | Harris Hydro | IPP Non-CHP | ME | HA3 |  | 30 | 34.2 | 34.2 | Conventional Hydroelectric | WAT | HY | 1 | 1955 |  |  | (OP) Operating | [6 empty] | Somerset | 45.4592 | -69.8658 | Map | Map | ISNE
39006 | Brookfield White Pine Hydro LLC | 1492 | Harris Hydro | IPP Non-CHP | ME | HA4 |  | 1.4 | 1.4 | 1.4 | Conventional Hydroelectric | WAT | HY | 1 | 1955 |  |  | (OP) Operating | [6 empty] | Somerset | 45.4592 | -69.8658 | Map | Map | ISNE
39006 | Brookfield White Pine Hydro LLC | 1493 | Hiram | IPP Non-CHP | ME | 1 |  | 2.4 | 3.1 | 3.1 | Conventional Hydroelectric | WAT | HY | 1 | 1917 |  |  | (OP) Operating | [6 empty] | Cumberland | 43.8525 | -70.7969 | Map | Map | ISNE
39006 | Brookfield White Pine Hydro LLC | 1493 | Hiram | IPP Non-CHP | ME | 2 |  | 8.1 | 8.5 | 8.5 | Conventional Hydroelectric | WAT | HY | 1 | 1985 |  |  | (OP) Operating | [6 empty] | Cumberland | 43.8525 | -70.7969 | Map | Map | ISNE
56854 | Messalonskee Stream Hydro LLC | 1497 | Messalonskee 2 (Oakland) | IPP Non-CHP | ME | 1 |  | 2.8 | 2.8 | 2.8 | Conventional Hydroelectric | WAT | HY | 1 | 1924 |  |  | (OP) Operating | [6 empty] | Kennebec | 44.5485 | -69.7104 | Map | Map | ISNE
56854 | Messalonskee Stream Hydro LLC | 1498 | Messalonskee 3 | IPP Non-CHP | ME | 1 |  | 1.6 | 1.6 | 1.6 | Conventional Hydroelectric | WAT | HY | 1 | 1918 |  |  | (OP) Operating | [6 empty] | Kennebec | 44.5699 | -69.6818 | Map | Map | ISNE
56854 | Messalonskee Stream Hydro LLC | 1500 | Messalonskee 5 | IPP Non-CHP | ME | 1 |  | 1.8 | 1.8 | 1.8 | Conventional Hydroelectric | WAT | HY | 1 | 1935 |  |  | (OP) Operating | [6 empty] | Kennebec | 44.5344 | -69.6522 | Map | Map | ISNE
39006 | Brookfield White Pine Hydro LLC | 1501 | North Gorham | IPP Non-CHP | ME | 1 |  | 1.1 | 1 | 1 | Conventional Hydroelectric | WAT | HY | 1 | 1925 |  |  | (OP) Operating | [6 empty] | Cumberland | 43.8025 | -70.4499 | Map | Map | ISNE
39006 | Brookfield White Pine Hydro LLC | 1501 | North Gorham | IPP Non-CHP | ME | 2 |  | 1.1 | 1 | 1 | Conventional Hydroelectric | WAT | HY | 1 | 1925 |  |  | (OP) Operating | [6 empty] | Cumberland | 43.8025 | -70.4499 | Map | Map | ISNE
39006 | Brookfield White Pine Hydro LLC | 1504 | Shawmut | IPP Non-CHP | ME | SH1 |  | 0.7 | 0.9 | 0.9 | Conventional Hydroelectric | WAT | HY | 1 | 1913 |  |  | (OP) Operating | [6 empty] | Somerset | 44.6295 | -69.5835 | Map | Map | ISNE
39006 | Brookfield White Pine Hydro LLC | 1504 | Shawmut | IPP Non-CHP | ME | SH2 |  | 0.7 | 0.9 | 0.9 | Conventional Hydroelectric | WAT | HY | 1 | 1913 |  |  | (OP) Operating | [6 empty] | Somerset | 44.6295 | -69.5835 | Map | Map | ISNE
39006 | Brookfield White Pine Hydro LLC | 1504 | Shawmut | IPP Non-CHP | ME | SH3 |  | 0.7 | 0.9 | 0.9 | Conventional Hydroelectric | WAT | HY | 1 | 1913 |  |  | (OP) Operating | [6 empty] | Somerset | 44.6295 | -69.5835 | Map | Map | ISNE
39006 | Brookfield White Pine Hydro LLC | 1504 | Shawmut | IPP Non-CHP | ME | SH4 |  | 0.7 | 0.9 | 0.9 | Conventional Hydroelectric | WAT | HY | 1 | 1913 |  |  | (OP) Operating | [6 empty] | Somerset | 44.6295 | -69.5835 | Map | Map | ISNE
39006 | Brookfield White Pine Hydro LLC | 1504 | Shawmut | IPP Non-CHP | ME | SH5 |  | 0.7 | 0.9 | 0.9 | Conventional Hydroelectric | WAT | HY | 1 | 1913 |  |  | (OP) Operating | [6 empty] | Somerset | 44.6295 | -69.5835 | Map | Map | ISNE
39006 | Brookfield White Pine Hydro LLC | 1504 | Shawmut | IPP Non-CHP | ME | SH6 |  | 0.9 | 0.9 | 0.9 | Conventional Hydroelectric | WAT | HY | 1 | 1921 |  |  | (OP) Operating | [6 empty] | Somerset | 44.6295 | -69.5835 | Map | Map | ISNE
39006 | Brookfield White Pine Hydro LLC | 1504 | Shawmut | IPP Non-CHP | ME | SH7 |  | 2.2 | 1.9 | 1.9 | Conventional Hydroelectric | WAT | HY | 1 | 1982 |  |  | (OP) Operating | [6 empty] | Somerset | 44.6295 | -69.5835 | Map | Map | ISNE
39006 | Brookfield White Pine Hydro LLC | 1504 | Shawmut | IPP Non-CHP | ME | SH8 |  | 2.2 | 1.9 | 1.9 | Conventional Hydroelectric | WAT | HY | 1 | 1982 |  |  | (OP) Operating | [6 empty] | Somerset | 44.6295 | -69.5835 | Map | Map | ISNE
39006 | Brookfield White Pine Hydro LLC | 1505 | Skelton | IPP Non-CHP | ME | 1 |  | 8.4 | 10.8 | 10.8 | Conventional Hydroelectric | WAT | HY | 1 | 1948 |  |  | (OP) Operating | [6 empty] | York | 43.5708 | -70.5583 | Map | Map | ISNE
39006 | Brookfield White Pine Hydro LLC | 1505 | Skelton | IPP Non-CHP | ME | 2 |  | 8.4 | 10.8 | 10.8 | Conventional Hydroelectric | WAT | HY | 1 | 1948 |  |  | (OP) Operating | [6 empty] | York | 43.5708 | -70.5583 | Map | Map | ISNE
31719 | FPL Energy Wyman LLC | 1507 | William F Wyman | IPP Non-CHP | ME | 1 |  | 50 | 50.1 | 49.5 | Petroleum Liquids | RFO | ST | 1 | 1957 |  |  | (OP) Operating | [6 empty] | Cumberland | 43.7508 | -70.1567 | Map | Map | ISNE
31719 | FPL Energy Wyman LLC | 1507 | William F Wyman | IPP Non-CHP | ME | 2 |  | 50 | 47.8 | 52.8 | Petroleum Liquids | RFO | ST | 1 | 1958 |  |  | (OP) Operating | [6 empty] | Cumberland | 43.7508 | -70.1567 | Map | Map | ISNE
31719 | FPL Energy Wyman LLC | 1507 | William F Wyman | IPP Non-CHP | ME | 3 |  | 113.6 | 110.9 | 113.8 | Petroleum Liquids | RFO | ST | 1 | 1965 |  |  | (OP) Operating | [6 empty] | Cumberland | 43.7508 | -70.1567 | Map | Map | ISNE
31719 | FPL Energy Wyman LLC | 1507 | William F Wyman | IPP Non-CHP | ME | 4 |  | 632.4 | 602.1 | 605.8 | Petroleum Liquids | RFO | ST | 1 | 1978 |  |  | (OP) Operating | [6 empty] | Cumberland | 43.7508 | -70.1567 | Map | Map | ISNE
31719 | FPL Energy Wyman LLC | 1507 | William F Wyman | IPP Non-CHP | ME | BESS |  | 16.7 | 16.2 | 16.2 | Batteries | MWH | BA | 12 | 2016 |  |  | (OP) Operating | [6 empty] | Cumberland | 43.7508 | -70.1567 | Map | Map | ISNE
39006 | Brookfield White Pine Hydro LLC | 1508 | West Buxton | IPP Non-CHP | ME | WB1 |  | 0.6 | 0.6 | 0.6 | Conventional Hydroelectric | WAT | HY | 1 | 1982 |  |  | (OP) Operating | [6 empty] | York | 43.6669 | -70.6021 | Map | Map | ISNE
39006 | Brookfield White Pine Hydro LLC | 1508 | West Buxton | IPP Non-CHP | ME | WB2 |  | 0.6 | 0.6 | 0.6 | Conventional Hydroelectric | WAT | HY | 1 | 1982 |  |  | (OP) Operating | [6 empty] | York | 43.6669 | -70.6021 | Map | Map | ISNE
39006 | Brookfield White Pine Hydro LLC | 1508 | West Buxton | IPP Non-CHP | ME | WB3 |  | 1.1 | 1.1 | 1.1 | Conventional Hydroelectric | WAT | HY | 1 | 1920 |  |  | (OP) Operating | [6 empty] | York | 43.6669 | -70.6021 | Map | Map | ISNE
39006 | Brookfield White Pine Hydro LLC | 1508 | West Buxton | IPP Non-CHP | ME | WB4 |  | 0.7 | 0.7 | 0.7 | Conventional Hydroelectric | WAT | HY | 1 | 1907 |  |  | (OP) Operating | [6 empty] | York | 43.6669 | -70.6021 | Map | Map | ISNE
39006 | Brookfield White Pine Hydro LLC | 1508 | West Buxton | IPP Non-CHP | ME | WB5 |  | 0.7 | 0.7 | 0.7 | Conventional Hydroelectric | WAT | HY | 1 | 1904 |  |  | (OP) Operating | [6 empty] | York | 43.6669 | -70.6021 | Map | Map | ISNE
39006 | Brookfield White Pine Hydro LLC | 1508 | West Buxton | IPP Non-CHP | ME | WB6 |  | 4 | 4 | 4 | Conventional Hydroelectric | WAT | HY | 1 | 1927 |  |  | (OP) Operating | [6 empty] | York | 43.6669 | -70.6021 | Map | Map | ISNE
39006 | Brookfield White Pine Hydro LLC | 1509 | Weston Hydro | IPP Non-CHP | ME | WE1 |  | 3 | 3.3 | 3.3 | Conventional Hydroelectric | WAT | HY | 1 | 1921 |  |  | (OP) Operating | [6 empty] | Somerset | 44.7639 | -69.7183 | Map | Map | ISNE
39006 | Brookfield White Pine Hydro LLC | 1509 | Weston Hydro | IPP Non-CHP | ME | WE2 |  | 3 | 3.3 | 3.3 | Conventional Hydroelectric | WAT | HY | 1 | 1920 |  |  | (OP) Operating | [6 empty] | Somerset | 44.7639 | -69.7183 | Map | Map | ISNE
39006 | Brookfield White Pine Hydro LLC | 1509 | Weston Hydro | IPP Non-CHP | ME | WE3 |  | 3 | 3.3 | 3.3 | Conventional Hydroelectric | WAT | HY | 1 | 1921 |  |  | (OP) Operating | [6 empty] | Somerset | 44.7639 | -69.7183 | Map | Map | ISNE
39006 | Brookfield White Pine Hydro LLC | 1509 | Weston Hydro | IPP Non-CHP | ME | WE4 |  | 3 | 3.3 | 3.3 | Conventional Hydroelectric | WAT | HY | 1 | 1923 |  |  | (OP) Operating | [6 empty] | Somerset | 44.7639 | -69.7183 | Map | Map | ISNE
39006 | Brookfield White Pine Hydro LLC | 1510 | Williams Hydro | IPP Non-CHP | ME | WI1 |  | 7 | 8.2 | 8.2 | Conventional Hydroelectric | WAT | HY | 1 | 1939 |  |  | (OP) Operating | [6 empty] | Somerset | 44.9589 | -69.8703 | Map | Map | ISNE
39006 | Brookfield White Pine Hydro LLC | 1510 | Williams Hydro | IPP Non-CHP | ME | WI2 |  | 6 | 6.7 | 6.7 | Conventional Hydroelectric | WAT | HY | 1 | 1950 |  |  | (OP) Operating | [6 empty] | Somerset | 44.9589 | -69.8703 | Map | Map | ISNE
39006 | Brookfield White Pine Hydro LLC | 1511 | Wyman Hydro | IPP Non-CHP | ME | WY1 |  | 24 | 29.4 | 29.4 | Conventional Hydroelectric | WAT | HY | 1 | 1930 |  |  | (OP) Operating | [6 empty] | Somerset | 45.0703 | -69.9064 | Map | Map | ISNE
39006 | Brookfield White Pine Hydro LLC | 1511 | Wyman Hydro | IPP Non-CHP | ME | WY2 |  | 24 | 29.9 | 29.9 | Conventional Hydroelectric | WAT | HY | 1 | 1931 |  |  | (OP) Operating | [6 empty] | Somerset | 45.0703 | -69.9064 | Map | Map | ISNE
39006 | Brookfield White Pine Hydro LLC | 1511 | Wyman Hydro | IPP Non-CHP | ME | WY3 |  | 24 | 29.2 | 29.2 | Conventional Hydroelectric | WAT | HY | 1 | 1940 |  |  | (OP) Operating | [6 empty] | Somerset | 45.0703 | -69.9064 | Map | Map | ISNE
60160 | Merlin One LLC | 1513 | Caribou Generation Station | IPP Non-CHP | ME | CH1 |  | 0.4 | 0.4 | 0.4 | Conventional Hydroelectric | WAT | HY | 6 | 1926 |  |  | (OP) Operating | [6 empty] | Aroostook | 46.848 | -68.0026 | Map | Map | NBSO
60160 | Merlin One LLC | 1513 | Caribou Generation Station | IPP Non-CHP | ME | CH2 |  | 0.4 | 0.4 | 0.4 | Conventional Hydroelectric | WAT | HY | 6 | 1926 |  |  | (OP) Operating | [6 empty] | Aroostook | 46.848 | -68.0026 | Map | Map | NBSO
12401 | Merimil Ltd Partnership | 10066 | Lockwood Hydroelectric Facility | IPP Non-CHP | ME | GEN1 |  | 0.8 | 0.7 | 0.7 | Conventional Hydroelectric | WAT | HY | 10 | 1985 |  |  | (OP) Operating | [6 empty] | Kennebec | 44.5467 | -69.6292 | Map | Map | ISNE
12401 | Merimil Ltd Partnership | 10066 | Lockwood Hydroelectric Facility | IPP Non-CHP | ME | GEN2 |  | 0.8 | 0.7 | 0.7 | Conventional Hydroelectric | WAT | HY | 10 | 1985 |  |  | (OP) Operating | [6 empty] | Kennebec | 44.5467 | -69.6292 | Map | Map | ISNE
12401 | Merimil Ltd Partnership | 10066 | Lockwood Hydroelectric Facility | IPP Non-CHP | ME | GEN3 |  | 0.8 | 0.7 | 0.7 | Conventional Hydroelectric | WAT | HY | 10 | 1985 |  |  | (OP) Operating | [6 empty] | Kennebec | 44.5467 | -69.6292 | Map | Map | ISNE
12401 | Merimil Ltd Partnership | 10066 | Lockwood Hydroelectric Facility | IPP Non-CHP | ME | GEN4 |  | 0.8 | 0.7 | 0.7 | Conventional Hydroelectric | WAT | HY | 10 | 1985 |  |  | (OP) Operating | [6 empty] | Kennebec | 44.5467 | -69.6292 | Map | Map | ISNE
12401 | Merimil Ltd Partnership | 10066 | Lockwood Hydroelectric Facility | IPP Non-CHP | ME | GEN5 |  | 0.8 | 0.7 | 0.7 | Conventional Hydroelectric | WAT | HY | 10 | 1985 |  |  | (OP) Operating | [6 empty] | Kennebec | 44.5467 | -69.6292 | Map | Map | ISNE
12401 | Merimil Ltd Partnership | 10066 | Lockwood Hydroelectric Facility | IPP Non-CHP | ME | GEN6 |  | 0.8 | 0.7 | 0.7 | Conventional Hydroelectric | WAT | HY | 10 | 1985 |  |  | (OP) Operating | [6 empty] | Kennebec | 44.5467 | -69.6292 | Map | Map | ISNE
12401 | Merimil Ltd Partnership | 10066 | Lockwood Hydroelectric Facility | IPP Non-CHP | ME | GEN7 |  | 2.4 | 2.2 | 2.2 | Conventional Hydroelectric | WAT | HY | 10 | 1988 |  |  | (OP) Operating | [6 empty] | Kennebec | 44.5467 | -69.6292 | Map | Map | ISNE
11451 | Madison Paper Industries Inc | 10186 | Anson Abenaki Hydros | Industrial CHP | ME | AB1 |  | 3 | 2.2 | 2.2 | Conventional Hydroelectric | WAT | HY | 5 | 1983 |  |  | (OP) Operating | [6 empty] | Somerset | 44.7975 | -69.8867 | Map | Map | ISNE
11451 | Madison Paper Industries Inc | 10186 | Anson Abenaki Hydros | Industrial CHP | ME | AB2 |  | 2.7 | 2.2 | 2.2 | Conventional Hydroelectric | WAT | HY | 9 | 1980 |  |  | (OP) Operating | [6 empty] | Somerset | 44.7975 | -69.8867 | Map | Map | ISNE
11451 | Madison Paper Industries Inc | 10186 | Anson Abenaki Hydros | Industrial CHP | ME | AB3 |  | 3 | 2.2 | 2.2 | Conventional Hydroelectric | WAT | HY | 4 | 1983 |  |  | (OP) Operating | [6 empty] | Somerset | 44.7975 | -69.8867 | Map | Map | ISNE
11451 | Madison Paper Industries Inc | 10186 | Anson Abenaki Hydros | Industrial CHP | ME | AB4 |  | 3 | 2.2 | 2.2 | Conventional Hydroelectric | WAT | HY | 4 | 1983 |  |  | (OP) Operating | [6 empty] | Somerset | 44.7975 | -69.8867 | Map | Map | ISNE
11451 | Madison Paper Industries Inc | 10186 | Anson Abenaki Hydros | Industrial CHP | ME | AB5 |  | 2.5 | 2.2 | 2.2 | Conventional Hydroelectric | WAT | HY | 7 | 1961 |  |  | (OP) Operating | [6 empty] | Somerset | 44.7975 | -69.8867 | Map | Map | ISNE
11451 | Madison Paper Industries Inc | 10186 | Anson Abenaki Hydros | Industrial CHP | ME | AB6 |  | 3 | 2.6 | 2.6 | Conventional Hydroelectric | WAT | HY | 4 | 2008 |  |  | (OP) Operating | [6 empty] | Somerset | 44.7975 | -69.8867 | Map | Map | ISNE
11451 | Madison Paper Industries Inc | 10186 | Anson Abenaki Hydros | Industrial CHP | ME | AB7 |  | 2.5 | 2.2 | 2.2 | Conventional Hydroelectric | WAT | HY | 1 | 1950 |  |  | (OP) Operating | [6 empty] | Somerset | 44.7975 | -69.8867 | Map | Map | ISNE
11451 | Madison Paper Industries Inc | 10186 | Anson Abenaki Hydros | Industrial CHP | ME | AB8 |  | 0.3 | 0.3 | 0.3 | Conventional Hydroelectric | WAT | HY | 8 | 1989 |  |  | (OP) Operating | [6 empty] | Somerset | 44.7975 | -69.8867 | Map | Map | ISNE
11451 | Madison Paper Industries Inc | 10186 | Anson Abenaki Hydros | Industrial CHP | ME | AN1 |  | 1.8 | 1.8 | 1.8 | Conventional Hydroelectric | WAT | HY | 9 | 1984 |  |  | (OP) Operating | [6 empty] | Somerset | 44.7975 | -69.8867 | Map | Map | ISNE
11451 | Madison Paper Industries Inc | 10186 | Anson Abenaki Hydros | Industrial CHP | ME | AN2 |  | 1.8 | 1.8 | 1.8 | Conventional Hydroelectric | WAT | HY | 9 | 1984 |  |  | (OP) Operating | [6 empty] | Somerset | 44.7975 | -69.8867 | Map | Map | ISNE
11451 | Madison Paper Industries Inc | 10186 | Anson Abenaki Hydros | Industrial CHP | ME | AN3 |  | 1.8 | 1.8 | 1.8 | Conventional Hydroelectric | WAT | HY | 9 | 1984 |  |  | (OP) Operating | [6 empty] | Somerset | 44.7975 | -69.8867 | Map | Map | ISNE
11451 | Madison Paper Industries Inc | 10186 | Anson Abenaki Hydros | Industrial CHP | ME | AN4 |  | 1.8 | 1.8 | 1.8 | Conventional Hydroelectric | WAT | HY | 9 | 1984 |  |  | (OP) Operating | [6 empty] | Somerset | 44.7975 | -69.8867 | Map | Map | ISNE
11451 | Madison Paper Industries Inc | 10186 | Anson Abenaki Hydros | Industrial CHP | ME | AN5 |  | 1.8 | 1.8 | 1.8 | Conventional Hydroelectric | WAT | HY | 9 | 1984 |  |  | (OP) Operating | [6 empty] | Somerset | 44.7975 | -69.8867 | Map | Map | ISNE
59178 | Brookfield Black Bear Hydro, LLC | 10255 | West Enfield Hydro | IPP Non-CHP | ME | GEN1 |  | 6.5 | 4.4 | 4.4 | Conventional Hydroelectric | WAT | HY | 4 | 1988 |  |  | (OP) Operating | [6 empty] | Penobscot | 45.2497 | -68.6483 | Map | Map | ISNE
59178 | Brookfield Black Bear Hydro, LLC | 10255 | West Enfield Hydro | IPP Non-CHP | ME | GEN2 |  | 6.5 | 5.1 | 5.1 | Conventional Hydroelectric | WAT | HY | 4 | 1988 |  |  | (OP) Operating | [6 empty] | Penobscot | 45.2497 | -68.6483 | Map | Map | ISNE
57432 | ReEnergy Livermore Falls | 10354 | ReEnergy Livermore Falls | IPP Non-CHP | ME | GEN1 |  | 39.6 | 36 | 36 | Wood/Wood Waste Biomass | WDS | ST | 8 | 1992 |  |  | (OP) Operating | [6 empty] | Androscoggin | 44.4317 | -70.1619 | Map | Map | ISNE
1981 | ReEnergy Ashland LLC | 10356 | ReEnergy Ashland | IPP Non-CHP | ME | GEN1 |  | 39.6 | 37 | 38 | Wood/Wood Waste Biomass | WDS | ST | 8 | 1993 |  |  | (OP) Operating | [6 empty] | Aroostook | 46.6334 | -68.4361 | Map | Map | NBSO
50083 | Brookfield Power New England | 10493 | Rumford Falls Hydro Facility | IPP Non-CHP | ME | GEN1 |  | 8.1 | 8.1 | 8.1 | Conventional Hydroelectric | WAT | HY | 1 | 1918 |  |  | (OP) Operating | [6 empty] | Oxford | 44.5486 | -70.6283 | Map | Map | ISNE
50083 | Brookfield Power New England | 10493 | Rumford Falls Hydro Facility | IPP Non-CHP | ME | GEN2 |  | 8.1 | 8.1 | 8.1 | Conventional Hydroelectric | WAT | HY | 1 | 1918 |  |  | (OP) Operating | [6 empty] | Oxford | 44.5486 | -70.6283 | Map | Map | ISNE
50083 | Brookfield Power New England | 10493 | Rumford Falls Hydro Facility | IPP Non-CHP | ME | GEN3 |  | 8.8 | 8.8 | 8.8 | Conventional Hydroelectric | WAT | HY | 1 | 1926 |  |  | (OP) Operating | [6 empty] | Oxford | 44.5486 | -70.6283 | Map | Map | ISNE
50083 | Brookfield Power New England | 10493 | Rumford Falls Hydro Facility | IPP Non-CHP | ME | GEN5 |  | 7.6 | 7.6 | 7.6 | Conventional Hydroelectric | WAT | HY | 10 | 1954 |  |  | (OP) Operating | [6 empty] | Oxford | 44.5486 | -70.6283 | Map | Map | ISNE
50083 | Brookfield Power New England | 10493 | Rumford Falls Hydro Facility | IPP Non-CHP | ME | GEN6 |  | 7.6 | 7.6 | 7.6 | Conventional Hydroelectric | WAT | HY | 10 | 1954 |  |  | (OP) Operating | [6 empty] | Oxford | 44.5486 | -70.6283 | Map | Map | ISNE
60999 | Catalyst Paper Operations, Inc | 10495 | Rumford Cogeneration | IPP CHP | ME | GEN1 |  | 102.6 | 85 | 95 | Wood/Wood Waste Biomass | BLQ | ST | 1 | 1990 |  |  | (OP) Operating | [6 empty] | Oxford | 44.5513 | -70.5414 | Map | Map | ISNE
55753 | Essex Hydro Associates LLC | 10523 | Benton Falls Associates | IPP Non-CHP | ME | GEN1 |  | 3.5 | 3.3 | 3.2 | Conventional Hydroelectric | WAT | HY | 12 | 1987 |  |  | (OP) Operating | [6 empty] | Kennebec | 44.5802 | -69.5545 | Map | Map | ISNE
55753 | Essex Hydro Associates LLC | 10523 | Benton Falls Associates | IPP Non-CHP | ME | GEN2 |  | 0.7 | 0.7 | 0.6 | Conventional Hydroelectric | WAT | HY | 12 | 1987 |  |  | (OP) Operating | [6 empty] | Kennebec | 44.5802 | -69.5545 | Map | Map | ISNE
2179 | Brassua Hydroelectric LP | 10555 | Brassua Hydroelectric Project | IPP Non-CHP | ME | 1 |  | 3.6 | 3.6 | 3.6 | Conventional Hydroelectric | WAT | HY | 9 | 1989 |  |  | (OP) Operating | [6 empty] | Somerset | 45.6603 | -69.8122 | Map | Map | ISNE
5232 | Woodland Pulp LLC | 10613 | Domtar - Woodland Mill | Industrial CHP | ME | HG1 |  | 3 | 2.9 | 2.8 | Conventional Hydroelectric | WAT | HY | 6 | 1912 |  |  | (OP) Operating | [6 empty] | Washington | 45.1554 | -67.4012 | Map | Map | NBSO
5232 | Woodland Pulp LLC | 10613 | Domtar - Woodland Mill | Industrial CHP | ME | HG3 |  | 3.3 | 3.1 | 3 | Conventional Hydroelectric | WAT | HY | 6 | 1929 |  |  | (OP) Operating | [6 empty] | Washington | 45.1554 | -67.4012 | Map | Map | NBSO
5232 | Woodland Pulp LLC | 10613 | Domtar - Woodland Mill | Industrial CHP | ME | HG7 |  | 1.6 | 1.5 | 1.5 | Conventional Hydroelectric | WAT | HY | 6 | 1970 |  |  | (OP) Operating | [6 empty] | Washington | 45.1554 | -67.4012 | Map | Map | NBSO
5232 | Woodland Pulp LLC | 10613 | Domtar - Woodland Mill | Industrial CHP | ME | HG8 |  | 2 | 1.9 | 1.8 | Conventional Hydroelectric | WAT | HY | 6 | 1970 |  |  | (OP) Operating | [6 empty] | Washington | 45.1554 | -67.4012 | Map | Map | NBSO
5232 | Woodland Pulp LLC | 10613 | Domtar - Woodland Mill | Industrial CHP | ME | HG9 |  | 2 | 1.9 | 1.8 | Conventional Hydroelectric | WAT | HY | 6 | 1970 |  |  | (OP) Operating | [6 empty] | Washington | 45.1554 | -67.4012 | Map | Map | NBSO
5232 | Woodland Pulp LLC | 10613 | Domtar - Woodland Mill | Industrial CHP | ME | TG10 |  | 23 | 26 | 26 | Wood/Wood Waste Biomass | BLQ | ST | 3 | 1966 |  |  | (OP) Operating | [6 empty] | Washington | 45.1554 | -67.4012 | Map | Map | NBSO
5232 | Woodland Pulp LLC | 10613 | Domtar - Woodland Mill | Industrial CHP | ME | TG11 |  | 26.8 | 20 | 20 | Wood/Wood Waste Biomass | BLQ | ST | 3 | 1970 |  |  | (OP) Operating | [6 empty] | Washington | 45.1554 | -67.4012 | Map | Map | NBSO
56838 | KEI (Maine) Power Management (III) LLC | 10728 | Barker Lower | IPP Non-CHP | ME | GEN1 |  | 1.5 | 1.5 | 1.5 | Conventional Hydroelectric | WAT | HY | 4 | 1986 |  |  | (OP) Operating | [6 empty] | Androscoggin | 44.0867 | -70.2297 | Map | Map | ISNE
56402 | Covanta Maine LLC | 10766 | Indeck West Enfield Energy Center | IPP Non-CHP | ME | GEN1 |  | 27.5 | 20.4 | 21.4 | Wood/Wood Waste Biomass | WDS | ST | 12 | 1987 |  |  | (OP) Operating | [6 empty] | Penobscot | 45.2537 | -68.6279 | Map | Map | ISNE
22219 | Mid-Maine Waste Action Corp | 50035 | MMWAC Resource Recovery Facility | Commercial Non-CHP | ME | ST1 |  | 5 | 2.7 | 2.7 | Municipal Solid Waste | MSW | ST | 6 | 1992 |  |  | (OP) Operating | [6 empty] | Androscoggin | 44.0678 | -70.2608 | Map | Map | ISNE
57280 | Eagle Creek RE LLC | 50047 | International Paper Jay Hydro | Industrial Non-CHP | ME | GEN1 |  | 0.5 | 0.5 | 0.5 | Conventional Hydroelectric | WAT | HY | 1 | 1912 |  |  | (OP) Operating | [6 empty] | Franklin | 44.5037 | -70.221 | Map | Map | ISNE
57280 | Eagle Creek RE LLC | 50047 | International Paper Jay Hydro | Industrial Non-CHP | ME | GEN2 |  | 0.5 | 0.5 | 0.5 | Conventional Hydroelectric | WAT | HY | 1 | 1912 |  |  | (OP) Operating | [6 empty] | Franklin | 44.5037 | -70.221 | Map | Map | ISNE
57280 | Eagle Creek RE LLC | 50047 | International Paper Jay Hydro | Industrial Non-CHP | ME | GEN3 |  | 0.5 | 0.5 | 0.5 | Conventional Hydroelectric | WAT | HY | 1 | 1912 |  |  | (OP) Operating | [6 empty] | Franklin | 44.5037 | -70.221 | Map | Map | ISNE
57280 | Eagle Creek RE LLC | 50047 | International Paper Jay Hydro | Industrial Non-CHP | ME | GEN4 |  | 0.5 | 0.5 | 0.5 | Conventional Hydroelectric | WAT | HY | 1 | 1912 |  |  | (OP) Operating | [6 empty] | Franklin | 44.5037 | -70.221 | Map | Map | ISNE
57280 | Eagle Creek RE LLC | 50047 | International Paper Jay Hydro | Industrial Non-CHP | ME | GEN5 |  | 0.5 | 0.5 | 0.5 | Conventional Hydroelectric | WAT | HY | 1 | 1912 |  |  | (OP) Operating | [6 empty] | Franklin | 44.5037 | -70.221 | Map | Map | ISNE
57280 | Eagle Creek RE LLC | 50047 | International Paper Jay Hydro | Industrial Non-CHP | ME | GEN6 |  | 0.6 | 0.6 | 0.6 | Conventional Hydroelectric | WAT | HY | 1 | 1912 |  |  | (OP) Operating | [6 empty] | Franklin | 44.5037 | -70.221 | Map | Map | ISNE
6036 | ESOCO Orrington LLC | 50051 | Penobscot Energy Recovery | Commercial Non-CHP | ME | GEN1 |  | 25.3 | 21.2 | 21.2 | Municipal Solid Waste | MSW | ST | 11 | 1987 |  |  | (OP) Operating | [6 empty] | Penobscot | 44.7383 | -68.8258 | Map | Map | ISNE
57280 | Eagle Creek RE LLC | 50080 | Otis Hydro | Industrial Non-CHP | ME | GEN1 |  | 5.1 | 5.1 | 5.1 | Conventional Hydroelectric | WAT | HY | 1 | 1985 |  |  | (OP) Operating | [6 empty] | Franklin | 44.4778 | -70.2008 | Map | Map | ISNE
57280 | Eagle Creek RE LLC | 50080 | Otis Hydro | Industrial Non-CHP | ME | GEN2 |  | 5.1 | 5.1 | 5.1 | Conventional Hydroelectric | WAT | HY | 1 | 1985 |  |  | (OP) Operating | [6 empty] | Franklin | 44.4778 | -70.2008 | Map | Map | ISNE
57280 | Eagle Creek RE LLC | 50081 | International Paper Riley Hydro | Industrial Non-CHP | ME | GEN1 |  | 1.1 | 1.1 | 1.1 | Conventional Hydroelectric | WAT | HY | 12 | 1981 |  |  | (OP) Operating | [6 empty] | Franklin | 44.5034 | -70.2491 | Map | Map | ISNE
57280 | Eagle Creek RE LLC | 50081 | International Paper Riley Hydro | Industrial Non-CHP | ME | GEN2 |  | 1.1 | 1.1 | 1.1 | Conventional Hydroelectric | WAT | HY | 12 | 1981 |  |  | (OP) Operating | [6 empty] | Franklin | 44.5034 | -70.2491 | Map | Map | ISNE
57280 | Eagle Creek RE LLC | 50081 | International Paper Riley Hydro | Industrial Non-CHP | ME | GEN3 |  | 1.1 | 1.1 | 1.1 | Conventional Hydroelectric | WAT | HY | 12 | 1981 |  |  | (OP) Operating | [6 empty] | Franklin | 44.5034 | -70.2491 | Map | Map | ISNE
57280 | Eagle Creek RE LLC | 50081 | International Paper Riley Hydro | Industrial Non-CHP | ME | GEN4 |  | 1.1 | 1.1 | 1.1 | Conventional Hydroelectric | WAT | HY | 12 | 1981 |  |  | (OP) Operating | [6 empty] | Franklin | 44.5034 | -70.2491 | Map | Map | ISNE
57280 | Eagle Creek RE LLC | 50081 | International Paper Riley Hydro | Industrial Non-CHP | ME | GEN5 |  | 1.1 | 1.1 | 1.1 | Conventional Hydroelectric | WAT | HY | 12 | 1981 |  |  | (OP) Operating | [6 empty] | Franklin | 44.5034 | -70.2491 | Map | Map | ISNE
57280 | Eagle Creek RE LLC | 50081 | International Paper Riley Hydro | Industrial Non-CHP | ME | GEN6 |  | 1.1 | 1.1 | 1.1 | Conventional Hydroelectric | WAT | HY | 12 | 1981 |  |  | (OP) Operating | [6 empty] | Franklin | 44.5034 | -70.2491 | Map | Map | ISNE
57280 | Eagle Creek RE LLC | 50082 | International Paper Livermore Hydro | Industrial Non-CHP | ME | GEN1 |  | 1.1 | 1.1 | 1.1 | Conventional Hydroelectric | WAT | HY | 1 | 1910 |  |  | (OP) Operating | [6 empty] | Androscoggin | 44.4705 | -70.1873 | Map | Map | ISNE
57280 | Eagle Creek RE LLC | 50082 | International Paper Livermore Hydro | Industrial Non-CHP | ME | GEN2 |  | 1.1 | 1.1 | 1.1 | Conventional Hydroelectric | WAT | HY | 1 | 1910 |  |  | (OP) Operating | [6 empty] | Androscoggin | 44.4705 | -70.1873 | Map | Map | ISNE
57280 | Eagle Creek RE LLC | 50082 | International Paper Livermore Hydro | Industrial Non-CHP | ME | GEN3 |  | 1.1 | 1.1 | 1.1 | Conventional Hydroelectric | WAT | HY | 1 | 1910 |  |  | (OP) Operating | [6 empty] | Androscoggin | 44.4705 | -70.1873 | Map | Map | ISNE
57280 | Eagle Creek RE LLC | 50082 | International Paper Livermore Hydro | Industrial Non-CHP | ME | GEN4 |  | 1.2 | 1.2 | 1.2 | Conventional Hydroelectric | WAT | HY | 1 | 1910 |  |  | (OP) Operating | [6 empty] | Androscoggin | 44.4705 | -70.1873 | Map | Map | ISNE
57280 | Eagle Creek RE LLC | 50082 | International Paper Livermore Hydro | Industrial Non-CHP | ME | GEN5 |  | 1.1 | 1.1 | 1.1 | Conventional Hydroelectric | WAT | HY | 1 | 1910 |  |  | (OP) Operating | [6 empty] | Androscoggin | 44.4705 | -70.1873 | Map | Map | ISNE
57280 | Eagle Creek RE LLC | 50082 | International Paper Livermore Hydro | Industrial Non-CHP | ME | GEN6 |  | 0.7 | 0.7 | 0.7 | Conventional Hydroelectric | WAT | HY | 1 | 1910 |  |  | (OP) Operating | [6 empty] | Androscoggin | 44.4705 | -70.1873 | Map | Map | ISNE
57280 | Eagle Creek RE LLC | 50082 | International Paper Livermore Hydro | Industrial Non-CHP | ME | GEN7 |  | 0.9 | 0.9 | 0.9 | Conventional Hydroelectric | WAT | HY | 1 | 1910 |  |  | (OP) Operating | [6 empty] | Androscoggin | 44.4705 | -70.1873 | Map | Map | ISNE
57280 | Eagle Creek RE LLC | 50082 | International Paper Livermore Hydro | Industrial Non-CHP | ME | GEN9 |  | 1 | 1 | 0.9 | Conventional Hydroelectric | WAT | HY | 9 | 2004 |  |  | (OP) Operating | [6 empty] | Androscoggin | 44.4705 | -70.1873 | Map | Map | ISNE
15824 | Ecomaine | 50225 | Regional Waste Systems | IPP Non-CHP | ME | TG1 |  | 13.3 | 11.5 | 11.5 | Municipal Solid Waste | MSW | ST | 6 | 1988 |  |  | (OP) Operating | [6 empty] | Cumberland | 43.6556 | -70.3347 | Map | Map | ISNE
9303 | Bucksport Generation LLC | 50243 | Bucksport Generation LLC | IPP CHP | ME | GEN3 | CC1 | 72 | 72 | 72 | Natural Gas Steam Turbine | NG | ST | 7 | 1988 |  |  | (OP) Operating | [6 empty] | Hancock | 44.5738 | -68.8046 | Map | Map | ISNE
9303 | Bucksport Generation LLC | 50243 | Bucksport Generation LLC | IPP CHP | ME | GEN4 | CC1 | 186.8 | 156.8 | 183.1 | Natural Gas Fired Combustion Turbine | NG | GT | 1 | 2001 |  |  | (OP) Operating | [6 empty] | Hancock | 44.5738 | -68.8046 | Map | Map | ISNE
57280 | Eagle Creek RE LLC | 50278 | Worumbo Hydro Station | IPP Non-CHP | ME | GEN1 |  | 9.7 | 4.6 | 9.3 | Conventional Hydroelectric | WAT | HY | 2 | 1989 |  |  | (OP) Operating | [6 empty] | Androscoggin | 43.9947 | -70.0619 | Map | Map | ISNE
57280 | Eagle Creek RE LLC | 50278 | Worumbo Hydro Station | IPP Non-CHP | ME | GEN2 |  | 9.7 | 4.6 | 9.3 | Conventional Hydroelectric | WAT | HY | 3 | 1989 |  |  | (OP) Operating | [6 empty] | Androscoggin | 43.9947 | -70.0619 | Map | Map | ISNE
16190 | Sappi Fine Paper North America-Somerset | 50406 | Somerset Plant | Industrial CHP | ME | GEN1 |  | 45.9 | 48.8 | 48.8 | Wood/Wood Waste Biomass | BLQ | ST | 1 | 1976 |  |  | (OP) Operating | [6 empty] | Somerset | 44.7035 | -69.6474 | Map | Map | ISNE
16190 | Sappi Fine Paper North America-Somerset | 50406 | Somerset Plant | Industrial CHP | ME | GEN2 |  | 61.2 | 51 | 51 | Wood/Wood Waste Biomass | BLQ | ST | 10 | 1990 |  |  | (OP) Operating | [6 empty] | Somerset | 44.7035 | -69.6474 | Map | Map | ISNE
16721 | S D Warren Co.- Westbrook | 50447 | S D Warren Westbrook | Industrial CHP | ME | GEN1 |  | 0.6 | 0.6 | 0.6 | Conventional Hydroelectric | WAT | HY | 1 | 1903 |  |  | (OP) Operating | [6 empty] | Cumberland | 43.6849 | -70.3531 | Map | Map | ISNE
16721 | S D Warren Co.- Westbrook | 50447 | S D Warren Westbrook | Industrial CHP | ME | GEN2 |  | 0.6 | 0.6 | 0.6 | Conventional Hydroelectric | WAT | HY | 1 | 1903 |  |  | (OP) Operating | [6 empty] | Cumberland | 43.6849 | -70.3531 | Map | Map | ISNE
16721 | S D Warren Co.- Westbrook | 50447 | S D Warren Westbrook | Industrial CHP | ME | GEN3 |  | 0.6 | 0.6 | 0.6 | Conventional Hydroelectric | WAT | HY | 1 | 1903 |  |  | (OP) Operating | [6 empty] | Cumberland | 43.6849 | -70.3531 | Map | Map | ISNE
16721 | S D Warren Co.- Westbrook | 50447 | S D Warren Westbrook | Industrial CHP | ME | GEN4 |  | 0.8 | 0.8 | 0.8 | Conventional Hydroelectric | WAT | HY | 1 | 1913 |  |  | (OP) Operating | [6 empty] | Cumberland | 43.6849 | -70.3531 | Map | Map | ISNE
16721 | S D Warren Co.- Westbrook | 50447 | S D Warren Westbrook | Industrial CHP | ME | GEN5 |  | 0.8 | 0.8 | 0.8 | Conventional Hydroelectric | WAT | HY | 1 | 1913 |  |  | (OP) Operating | [6 empty] | Cumberland | 43.6849 | -70.3531 | Map | Map | ISNE
16721 | S D Warren Co.- Westbrook | 50447 | S D Warren Westbrook | Industrial CHP | ME | GEN6 |  | 0.8 | 0.8 | 0.8 | Conventional Hydroelectric | WAT | HY | 1 | 1913 |  |  | (OP) Operating | [6 empty] | Cumberland | 43.6849 | -70.3531 | Map | Map | ISNE
16721 | S D Warren Co.- Westbrook | 50447 | S D Warren Westbrook | Industrial CHP | ME | GEN7 |  | 0.6 | 0.6 | 0.6 | Conventional Hydroelectric | WAT | HY | 1 | 1940 |  |  | (OP) Operating | [6 empty] | Cumberland | 43.6849 | -70.3531 | Map | Map | ISNE
16721 | S D Warren Co.- Westbrook | 50447 | S D Warren Westbrook | Industrial CHP | ME | GEN9 |  | 47.5 | 40.5 | 47.5 | Wood/Wood Waste Biomass | WDS | ST | 1 | 1982 |  |  | (OP) Operating | [6 empty] | Cumberland | 43.6849 | -70.3531 | Map | Map | ISNE
16721 | S D Warren Co.- Westbrook | 50447 | S D Warren Westbrook | Industrial CHP | ME | GN10 |  | 15 | 15.8 | 15.8 | Wood/Wood Waste Biomass | WDS | ST | 10 | 1985 |  |  | (OP) Operating | [6 empty] | Cumberland | 43.6849 | -70.3531 | Map | Map | ISNE
16721 | S D Warren Co.- Westbrook | 50447 | S D Warren Westbrook | Industrial CHP | ME | GN11 |  | 0.6 | 0.6 | 0.6 | Conventional Hydroelectric | WAT | HY | 1 | 1940 |  |  | (OP) Operating | [6 empty] | Cumberland | 43.6849 | -70.3531 | Map | Map | ISNE
16721 | S D Warren Co.- Westbrook | 50447 | S D Warren Westbrook | Industrial CHP | ME | GN12 |  | 0.2 | 0.2 | 0.2 | Conventional Hydroelectric | WAT | HY | 1 | 1940 |  |  | (OP) Operating | [6 empty] | Cumberland | 43.6849 | -70.3531 | Map | Map | ISNE
16721 | S D Warren Co.- Westbrook | 50447 | S D Warren Westbrook | Industrial CHP | ME | GN13 |  | 0.2 | 0.2 | 0.2 | Conventional Hydroelectric | WAT | HY | 1 | 1940 |  |  | (OP) Operating | [6 empty] | Cumberland | 43.6849 | -70.3531 | Map | Map | ISNE
16721 | S D Warren Co.- Westbrook | 50447 | S D Warren Westbrook | Industrial CHP | ME | GN14 |  | 0.2 | 0.2 | 0.2 | Conventional Hydroelectric | WAT | HY | 1 | 1940 |  |  | (OP) Operating | [6 empty] | Cumberland | 43.6849 | -70.3531 | Map | Map | ISNE
16721 | S D Warren Co.- Westbrook | 50447 | S D Warren Westbrook | Industrial CHP | ME | GN15 |  | 0.2 | 0.2 | 0.2 | Conventional Hydroelectric | WAT | HY | 1 | 1940 |  |  | (OP) Operating | [6 empty] | Cumberland | 43.6849 | -70.3531 | Map | Map | ISNE
16721 | S D Warren Co.- Westbrook | 50447 | S D Warren Westbrook | Industrial CHP | ME | GN16 |  | 0.5 | 0.5 | 0.5 | Conventional Hydroelectric | WAT | HY | 1 | 1940 |  |  | (OP) Operating | [6 empty] | Cumberland | 43.6849 | -70.3531 | Map | Map | ISNE
16721 | S D Warren Co.- Westbrook | 50447 | S D Warren Westbrook | Industrial CHP | ME | GN17 |  | 0.5 | 0.5 | 0.5 | Conventional Hydroelectric | WAT | HY | 1 | 1940 |  |  | (OP) Operating | [6 empty] | Cumberland | 43.6849 | -70.3531 | Map | Map | ISNE
16721 | S D Warren Co.- Westbrook | 50447 | S D Warren Westbrook | Industrial CHP | ME | GN18 |  | 0.4 | 0.4 | 0.4 | Conventional Hydroelectric | WAT | HY | 1 | 1987 | 5 | 2020 | (OP) Operating | 2021 | 5 | 0.4 |  |  |  | Cumberland | 43.6849 | -70.3531 | Map | Map | ISNE
16721 | S D Warren Co.- Westbrook | 50447 | S D Warren Westbrook | Industrial CHP | ME | GN19 |  | 0.4 | 0.4 | 0.4 | Conventional Hydroelectric | WAT | HY | 1 | 1987 | 5 | 2020 | (OP) Operating | 2021 | 5 | 0.4 |  |  |  | Cumberland | 43.6849 | -70.3531 | Map | Map | ISNE
16721 | S D Warren Co.- Westbrook | 50447 | S D Warren Westbrook | Industrial CHP | ME | GN20 |  | 0.4 | 0.4 | 0.4 | Conventional Hydroelectric | WAT | HY | 1 | 1987 | 5 | 2020 | (OP) Operating | 2021 | 5 | 0.4 |  |  |  | Cumberland | 43.6849 | -70.3531 | Map | Map | ISNE
1950 | ReEnergy Stratton LLC | 50650 | ReEnergy Stratton LLC | IPP Non-CHP | ME | UNI1 |  | 45.7 | 45.2 | 46.1 | Wood/Wood Waste Biomass | WDS | ST | 11 | 1989 |  |  | (OP) Operating | [6 empty] | Franklin | 45.1406 | -70.4256 | Map | Map | ISNE
56838 | KEI (Maine) Power Management (III) LLC | 50688 | Gardiner | IPP Non-CHP | ME | GEN1 |  | 1 | 1 | 1 | Conventional Hydroelectric | WAT | HY | 7 | 1985 |  |  | (OP) Operating | [6 empty] | Kennebec | 44.2218 | -69.7857 | Map | Map | ISNE
56837 | KEI (Maine) Power Management (II) LLC | 50699 | Pumpkin Hill | IPP Non-CHP | ME | GEN1 |  | 1 | 1 | 1 | Conventional Hydroelectric | WAT | HY | 3 | 1987 |  |  | (OP) Operating | [6 empty] | Penobscot | 45.1868 | -68.4649 | Map | Map | ISNE
4211 | Consolidated Hydro NH, Inc | 50702 | Salmon Falls | IPP Non-CHP | ME | GEN1 |  | 0.4 | 0.4 | 0.4 | Conventional Hydroelectric | WAT | HY | 7 | 1986 |  |  | (OP) Operating | [6 empty] | York | 43.227 | -70.8109 | Map | Map | ISNE
4211 | Consolidated Hydro NH, Inc | 50702 | Salmon Falls | IPP Non-CHP | ME | GEN2 |  | 0.4 | 0.4 | 0.4 | Conventional Hydroelectric | WAT | HY | 7 | 1986 |  |  | (OP) Operating | [6 empty] | York | 43.227 | -70.8109 | Map | Map | ISNE
4211 | Consolidated Hydro NH, Inc | 50702 | Salmon Falls | IPP Non-CHP | ME | GEN3 |  | 0.4 | 0.4 | 0.4 | Conventional Hydroelectric | WAT | HY | 7 | 1986 |  |  | (OP) Operating | [6 empty] | York | 43.227 | -70.8109 | Map | Map | ISNE
19013 | Topsham Hydro Partners | 50758 | Pejepscot Hydroelectric Project | IPP Non-CHP | ME | GEN1 |  | 12.3 | 11.7 | 11.3 | Conventional Hydroelectric | WAT | HY | 11 | 1987 |  |  | (OP) Operating | [6 empty] | Sagadahoc | 43.9574 | -70.0242 | Map | Map | ISNE
19013 | Topsham Hydro Partners | 50758 | Pejepscot Hydroelectric Project | IPP Non-CHP | ME | GEN2 |  | 0.4 | 0.4 | 0.4 | Conventional Hydroelectric | WAT | HY | 11 | 1987 |  |  | (OP) Operating | [6 empty] | Sagadahoc | 43.9574 | -70.0242 | Map | Map | ISNE
19013 | Topsham Hydro Partners | 50758 | Pejepscot Hydroelectric Project | IPP Non-CHP | ME | GEN3 |  | 0.3 | 0.3 | 0.3 | Conventional Hydroelectric | WAT | HY | 11 | 1987 |  |  | (OP) Operating | [6 empty] | Sagadahoc | 43.9574 | -70.0242 | Map | Map | ISNE
19013 | Topsham Hydro Partners | 50758 | Pejepscot Hydroelectric Project | IPP Non-CHP | ME | GEN4 |  | 0.5 | 0.5 | 0.5 | Conventional Hydroelectric | WAT | HY | 11 | 1987 |  |  | (OP) Operating | [6 empty] | Sagadahoc | 43.9574 | -70.0242 | Map | Map | ISNE
39006 | Brookfield White Pine Hydro LLC | 50999 | Aziscohos Hydroelectric Project | IPP Non-CHP | ME | GEN1 |  | 6.7 | 6.8 | 6.8 | Conventional Hydroelectric | WAT | HY | 6 | 1988 |  |  | (OP) Operating | [6 empty] | Oxford | 44.9439 | -70.9975 | Map | Map | ISNE
56838 | KEI (Maine) Power Management (III) LLC | 52171 | Upper Barker | IPP Non-CHP | ME | GEN1 |  | 1 | 1 | 1 | Conventional Hydroelectric | WAT | HY | 5 | 1987 |  |  | (OP) Operating | [6 empty] | Androscoggin | 44.0869 | -70.2293 | Map | Map | ISNE
55738 | Verso Paper Androscoggin LLC | 54085 | Androscoggin Mill | Industrial CHP | ME | GEN1 |  | 25 | 25 | 25 | Wood/Wood Waste Biomass | BLQ | ST | 1 | 1964 |  |  | (OP) Operating | [6 empty] | Franklin | 44.5063 | -70.2395 | Map | Map | ISNE
55738 | Verso Paper Androscoggin LLC | 54085 | Androscoggin Mill | Industrial CHP | ME | GEN2 |  | 25 | 25 | 25 | Wood/Wood Waste Biomass | BLQ | ST | 1 | 1966 |  |  | (OP) Operating | [6 empty] | Franklin | 44.5063 | -70.2395 | Map | Map | ISNE
55738 | Verso Paper Androscoggin LLC | 54085 | Androscoggin Mill | Industrial CHP | ME | GEN3 |  | 30 | 30 | 30 | Wood/Wood Waste Biomass | BLQ | ST | 1 | 1974 |  |  | (OP) Operating | [6 empty] | Franklin | 44.5063 | -70.2395 | Map | Map | ISNE
56839 | KEI (Maine) Power Management (IV) LLC | 54123 | Mechanic Falls | IPP Non-CHP | ME | GEN1 |  | 1 | 1 | 1 | Conventional Hydroelectric | WAT | HY | 4 | 1986 |  |  | (OP) Operating | [6 empty] | Androscoggin | 44.1112 | -70.3907 | Map | Map | ISNE
56839 | KEI (Maine) Power Management (IV) LLC | 54123 | Mechanic Falls | IPP Non-CHP | ME | GEN2 |  | 0.4 | 0.4 | 0.4 | Conventional Hydroelectric | WAT | HY | 4 | 1986 |  |  | (OP) Operating | [6 empty] | Androscoggin | 44.1112 | -70.3907 | Map | Map | ISNE
56837 | KEI (Maine) Power Management (II) LLC | 54124 | Pittsfield Hydro | IPP Non-CHP | ME | GEN1 |  | 0.4 | 0.4 | 0.4 | Conventional Hydroelectric | WAT | HY | 7 | 1986 |  |  | (OP) Operating | [6 empty] | Somerset | 44.7214 | -69.412 | Map | Map | ISNE
56837 | KEI (Maine) Power Management (II) LLC | 54124 | Pittsfield Hydro | IPP Non-CHP | ME | GEN2 |  | 0.3 | 0.3 | 0.3 | Conventional Hydroelectric | WAT | HY | 7 | 1986 |  |  | (OP) Operating | [6 empty] | Somerset | 44.7214 | -69.412 | Map | Map | ISNE
56837 | KEI (Maine) Power Management (II) LLC | 54124 | Pittsfield Hydro | IPP Non-CHP | ME | GEN3 |  | 0.4 | 0.4 | 0.4 | Conventional Hydroelectric | WAT | HY | 7 | 1986 |  |  | (OP) Operating | [6 empty] | Somerset | 44.7214 | -69.412 | Map | Map | ISNE
7595 | Great Lakes Hydro America LLC | 54134 | Great Lakes Hydro America - ME | IPP Non-CHP | ME | DOH2 |  | 1.3 | 1.3 | 1.3 | Conventional Hydroelectric | WAT | HY | 7 | 1925 |  |  | (OP) Operating | [6 empty] | Penobscot | 45.6472 | -68.7044 | Map | Map | ISNE
7595 | Great Lakes Hydro America LLC | 54134 | Great Lakes Hydro America - ME | IPP Non-CHP | ME | DOH5 |  | 5.3 | 5 | 4.9 | Conventional Hydroelectric | WAT | HY | 7 | 1988 |  |  | (OP) Operating | [6 empty] | Penobscot | 45.6472 | -68.7044 | Map | Map | ISNE
7595 | Great Lakes Hydro America LLC | 54134 | Great Lakes Hydro America - ME | IPP Non-CHP | ME | DOH6 |  | 4.1 | 3.9 | 3.8 | Conventional Hydroelectric | WAT | HY | 7 | 1975 |  |  | (OP) Operating | [6 empty] | Penobscot | 45.6472 | -68.7044 | Map | Map | ISNE
7595 | Great Lakes Hydro America LLC | 54134 | Great Lakes Hydro America - ME | IPP Non-CHP | ME | DOH7 |  | 4.1 | 3.9 | 3.8 | Conventional Hydroelectric | WAT | HY | 7 | 1975 |  |  | (OP) Operating | [6 empty] | Penobscot | 45.6472 | -68.7044 | Map | Map | ISNE
7595 | Great Lakes Hydro America LLC | 54134 | Great Lakes Hydro America - ME | IPP Non-CHP | ME | DOH8 |  | 3 | 2.9 | 2.8 | Conventional Hydroelectric | WAT | HY | 7 | 1930 |  |  | (OP) Operating | [6 empty] | Penobscot | 45.6472 | -68.7044 | Map | Map | ISNE
7595 | Great Lakes Hydro America LLC | 54134 | Great Lakes Hydro America - ME | IPP Non-CHP | ME | EMH1 |  | 1.6 | 1.5 | 1.5 | Conventional Hydroelectric | WAT | HY | 7 | 1948 |  |  | (OP) Operating | [6 empty] | Penobscot | 45.6472 | -68.7044 | Map | Map | ISNE
7595 | Great Lakes Hydro America LLC | 54134 | Great Lakes Hydro America - ME | IPP Non-CHP | ME | EMH2 |  | 1.6 | 1.5 | 1.5 | Conventional Hydroelectric | WAT | HY | 7 | 1948 |  |  | (OP) Operating | [6 empty] | Penobscot | 45.6472 | -68.7044 | Map | Map | ISNE
7595 | Great Lakes Hydro America LLC | 54134 | Great Lakes Hydro America - ME | IPP Non-CHP | ME | EMH3 |  | 1.6 | 1.5 | 1.5 | Conventional Hydroelectric | WAT | HY | 7 | 1948 |  |  | (OP) Operating | [6 empty] | Penobscot | 45.6472 | -68.7044 | Map | Map | ISNE
7595 | Great Lakes Hydro America LLC | 54134 | Great Lakes Hydro America - ME | IPP Non-CHP | ME | EMH4 |  | 1.6 | 1.5 | 1.5 | Conventional Hydroelectric | WAT | HY | 7 | 1948 |  |  | (OP) Operating | [6 empty] | Penobscot | 45.6472 | -68.7044 | Map | Map | ISNE
7595 | Great Lakes Hydro America LLC | 54134 | Great Lakes Hydro America - ME | IPP Non-CHP | ME | EMH5 |  | 1.6 | 1.5 | 1.5 | Conventional Hydroelectric | WAT | HY | 7 | 1948 |  |  | (OP) Operating | [6 empty] | Penobscot | 45.6472 | -68.7044 | Map | Map | ISNE
7595 | Great Lakes Hydro America LLC | 54134 | Great Lakes Hydro America - ME | IPP Non-CHP | ME | EMH6 |  | 1.6 | 1.5 | 1.5 | Conventional Hydroelectric | WAT | HY | 7 | 1948 |  |  | (OP) Operating | [6 empty] | Penobscot | 45.6472 | -68.7044 | Map | Map | ISNE
7595 | Great Lakes Hydro America LLC | 54134 | Great Lakes Hydro America - ME | IPP Non-CHP | ME | MCH1 |  | 12.2 | 11.6 | 11.2 | Conventional Hydroelectric | WAT | HY | 7 | 1953 |  |  | (OP) Operating | [6 empty] | Penobscot | 45.6472 | -68.7044 | Map | Map | ISNE
7595 | Great Lakes Hydro America LLC | 54134 | Great Lakes Hydro America - ME | IPP Non-CHP | ME | MCH2 |  | 12.2 | 11.6 | 11.2 | Conventional Hydroelectric | WAT | HY | 7 | 1953 |  |  | (OP) Operating | [6 empty] | Penobscot | 45.6472 | -68.7044 | Map | Map | ISNE
7595 | Great Lakes Hydro America LLC | 54134 | Great Lakes Hydro America - ME | IPP Non-CHP | ME | MCH3 |  | 13.2 | 12.5 | 12.1 | Conventional Hydroelectric | WAT | HY | 7 | 1967 |  |  | (OP) Operating | [6 empty] | Penobscot | 45.6472 | -68.7044 | Map | Map | ISNE
7595 | Great Lakes Hydro America LLC | 54134 | Great Lakes Hydro America - ME | IPP Non-CHP | ME | MIH2 |  | 5.5 | 5.3 | 5.8 | Conventional Hydroelectric | WAT | HY | 7 | 1917 |  |  | (OP) Operating | [6 empty] | Penobscot | 45.6472 | -68.7044 | Map | Map | ISNE
7595 | Great Lakes Hydro America LLC | 54134 | Great Lakes Hydro America - ME | IPP Non-CHP | ME | MIH3 |  | 5.5 | 5.3 | 5.8 | Conventional Hydroelectric | WAT | HY | 7 | 1917 |  |  | (OP) Operating | [6 empty] | Penobscot | 45.6472 | -68.7044 | Map | Map | ISNE
7595 | Great Lakes Hydro America LLC | 54134 | Great Lakes Hydro America - ME | IPP Non-CHP | ME | MIH4 |  | 5.1 | 4.9 | 4.7 | Conventional Hydroelectric | WAT | HY | 7 | 1917 |  |  | (OP) Operating |  |  |  | 2018 | 11 | 0.2 | Penobscot | 45.6472 | -68.7044 | Map | Map | ISNE
7595 | Great Lakes Hydro America LLC | 54134 | Great Lakes Hydro America - ME | IPP Non-CHP | ME | MIH5 |  | 5.1 | 4.9 | 4.7 | Conventional Hydroelectric | WAT | HY | 7 | 1921 |  |  | (OP) Operating | [6 empty] | Penobscot | 45.6472 | -68.7044 | Map | Map | ISNE
7595 | Great Lakes Hydro America LLC | 54134 | Great Lakes Hydro America - ME | IPP Non-CHP | ME | MIH6 |  | 5.1 | 4.9 | 4.7 | Conventional Hydroelectric | WAT | HY | 7 | 1921 |  |  | (OP) Operating | [6 empty] | Penobscot | 45.6472 | -68.7044 | Map | Map | ISNE
7595 | Great Lakes Hydro America LLC | 54134 | Great Lakes Hydro America - ME | IPP Non-CHP | ME | MIH7 |  | 4 | 3.8 | 3.7 | Conventional Hydroelectric | WAT | HY | 7 | 1921 |  |  | (OP) Operating |  |  |  | 2018 | 11 | 1.3 | Penobscot | 45.6472 | -68.7044 | Map | Map | ISNE
7595 | Great Lakes Hydro America LLC | 54134 | Great Lakes Hydro America - ME | IPP Non-CHP | ME | MIH8 |  | 5.4 | 5.1 | 5 | Conventional Hydroelectric | WAT | HY | 7 | 1987 |  |  | (OP) Operating | [6 empty] | Penobscot | 45.6472 | -68.7044 | Map | Map | ISNE
7595 | Great Lakes Hydro America LLC | 54134 | Great Lakes Hydro America - ME | IPP Non-CHP | ME | MIHI |  | 5.4 | 5.1 | 5 | Conventional Hydroelectric | WAT | HY | 7 | 1987 |  |  | (OP) Operating | [6 empty] | Penobscot | 45.6472 | -68.7044 | Map | Map | ISNE
7595 | Great Lakes Hydro America LLC | 54134 | Great Lakes Hydro America - ME | IPP Non-CHP | ME | NOH1 |  | 3.2 | 3 | 2.9 | Conventional Hydroelectric | WAT | HY | 7 | 1986 |  |  | (OP) Operating | [6 empty] | Penobscot | 45.6472 | -68.7044 | Map | Map | ISNE
7595 | Great Lakes Hydro America LLC | 54134 | Great Lakes Hydro America - ME | IPP Non-CHP | ME | NOH2 |  | 3.2 | 3 | 2.9 | Conventional Hydroelectric | WAT | HY | 7 | 1986 |  |  | (OP) Operating | [6 empty] | Penobscot | 45.6472 | -68.7044 | Map | Map | ISNE
7595 | Great Lakes Hydro America LLC | 54134 | Great Lakes Hydro America - ME | IPP Non-CHP | ME | NOH3 |  | 3.2 | 3 | 2.9 | Conventional Hydroelectric | WAT | HY | 7 | 1986 |  |  | (OP) Operating | [6 empty] | Penobscot | 45.6472 | -68.7044 | Map | Map | ISNE
7595 | Great Lakes Hydro America LLC | 54134 | Great Lakes Hydro America - ME | IPP Non-CHP | ME | WEH1 |  | 4.8 | 4.6 | 4.4 | Conventional Hydroelectric | WAT | HY | 7 | 1940 |  |  | (OP) Operating | [6 empty] | Penobscot | 45.6472 | -68.7044 | Map | Map | ISNE
7595 | Great Lakes Hydro America LLC | 54134 | Great Lakes Hydro America - ME | IPP Non-CHP | ME | WEH2 |  | 4.8 | 4.6 | 4.4 | Conventional Hydroelectric | WAT | HY | 7 | 1940 |  |  | (OP) Operating | [6 empty] | Penobscot | 45.6472 | -68.7044 | Map | Map | ISNE
7595 | Great Lakes Hydro America LLC | 54134 | Great Lakes Hydro America - ME | IPP Non-CHP | ME | WEH3 |  | 4.8 | 4.6 | 4.4 | Conventional Hydroelectric | WAT | HY | 7 | 1940 |  |  | (OP) Operating | [6 empty] | Penobscot | 45.6472 | -68.7044 | Map | Map | ISNE
7595 | Great Lakes Hydro America LLC | 54134 | Great Lakes Hydro America - ME | IPP Non-CHP | ME | WEH4 |  | 4.8 | 4.6 | 4.4 | Conventional Hydroelectric | WAT | HY | 7 | 1940 |  |  | (OP) Operating | [6 empty] | Penobscot | 45.6472 | -68.7044 | Map | Map | ISNE
56597 | Hydro Kennebec LLC | 54148 | Hydro Kennebec Project | IPP Non-CHP | ME | GEN1 |  | 7.7 | 7.7 | 7.7 | Conventional Hydroelectric | WAT | HY | 1 | 1989 |  |  | (OP) Operating | [6 empty] | Kennebec | 44.563 | -69.6192 | Map | Map | ISNE
56597 | Hydro Kennebec LLC | 54148 | Hydro Kennebec Project | IPP Non-CHP | ME | GEN2 |  | 7.7 | 7.7 | 7.7 | Conventional Hydroelectric | WAT | HY | 1 | 1989 |  |  | (OP) Operating | [6 empty] | Kennebec | 44.563 | -69.6192 | Map | Map | ISNE
55738 | Verso Paper Androscoggin LLC | 55031 | Androscoggin Energy Center | Industrial CHP | ME | CT01 |  | 54.5 | 47.2 | 58.4 | Natural Gas Fired Combustion Turbine | NG | GT | 10 | 1999 |  |  | (OP) Operating |  |  |  | 2018 | 6 | 4 | Franklin | 44.5063 | -70.2423 | Map | Map | ISNE
55738 | Verso Paper Androscoggin LLC | 55031 | Androscoggin Energy Center | Industrial CHP | ME | CT02 |  | 54.5 | 45.2 | 56.3 | Natural Gas Fired Combustion Turbine | NG | GT | 11 | 1999 |  |  | (OP) Operating | [6 empty] | Franklin | 44.5063 | -70.2423 | Map | Map | ISNE
55738 | Verso Paper Androscoggin LLC | 55031 | Androscoggin Energy Center | Industrial CHP | ME | CT03 |  | 54.5 | 44.1 | 55.3 | Natural Gas Fired Combustion Turbine | NG | GT | 7 | 2000 |  |  | (OP) Operating | [6 empty] | Franklin | 44.5063 | -70.2423 | Map | Map | ISNE
4966 | Casco Bay Energy Co LLC | 55068 | Maine Independence Station | IPP Non-CHP | ME | GEN1 | CC1 | 177.8 | 155.7 | 173.5 | Natural Gas Fired Combined Cycle | NG | CT | 5 | 2000 |  |  | (OP) Operating |  |  |  | 2020 | 1 | 1 | Penobscot | 44.8242 | -68.7094 | Map | Map | ISNE
4966 | Casco Bay Energy Co LLC | 55068 | Maine Independence Station | IPP Non-CHP | ME | GEN2 | CC1 | 177.8 | 156.7 | 175.1 | Natural Gas Fired Combined Cycle | NG | CT | 5 | 2000 |  |  | (OP) Operating |  |  |  | 2020 | 1 | 1 | Penobscot | 44.8242 | -68.7094 | Map | Map | ISNE
4966 | Casco Bay Energy Co LLC | 55068 | Maine Independence Station | IPP Non-CHP | ME | GEN3 | CC1 | 194.6 | 177.6 | 191.4 | Natural Gas Fired Combined Cycle | NG | CA | 5 | 2000 |  |  | (OP) Operating |  |  |  | 2020 | 1 | 2 | Penobscot | 44.8242 | -68.7094 | Map | Map | ISNE
54821 | Rumford Power | 55100 | Rumford Power, Inc | IPP Non-CHP | ME | UNT1 | CC1 | 179.4 | 164 | 168 | Natural Gas Fired Combined Cycle | NG | CT | 7 | 2000 |  |  | (OP) Operating | [6 empty] | Oxford | 44.5303 | -70.5219 | Map | Map | ISNE
54821 | Rumford Power | 55100 | Rumford Power, Inc | IPP Non-CHP | ME | UNT2 | CC1 | 95.1 | 90 | 88 | Natural Gas Fired Combined Cycle | NG | CA | 7 | 2000 |  |  | (OP) Operating | [6 empty] | Oxford | 44.5303 | -70.5219 | Map | Map | ISNE
59178 | Brookfield Black Bear Hydro, LLC | 55288 | Medway Hydro | IPP Non-CHP | ME | MW01 |  | 0.8 | 0.7 | 0.7 | Conventional Hydroelectric | WAT | HY | 1 | 1923 |  |  | (OP) Operating | [6 empty] | Penobscot | 45.6072 | -68.5453 | Map | Map | ISNE
59178 | Brookfield Black Bear Hydro, LLC | 55288 | Medway Hydro | IPP Non-CHP | ME | MW02 |  | 0.8 | 0.7 | 0.7 | Conventional Hydroelectric | WAT | HY | 1 | 1923 |  |  | (OP) Operating | [6 empty] | Penobscot | 45.6072 | -68.5453 | Map | Map | ISNE
59178 | Brookfield Black Bear Hydro, LLC | 55288 | Medway Hydro | IPP Non-CHP | ME | MW03 |  | 0.8 | 0.7 | 0.7 | Conventional Hydroelectric | WAT | HY | 1 | 1923 |  |  | (OP) Operating | [6 empty] | Penobscot | 45.6072 | -68.5453 | Map | Map | ISNE
59178 | Brookfield Black Bear Hydro, LLC | 55288 | Medway Hydro | IPP Non-CHP | ME | MW04 |  | 0.8 | 0.9 | 0.9 | Conventional Hydroelectric | WAT | HY | 1 | 1925 |  |  | (OP) Operating | [6 empty] | Penobscot | 45.6072 | -68.5453 | Map | Map | ISNE
59178 | Brookfield Black Bear Hydro, LLC | 55288 | Medway Hydro | IPP Non-CHP | ME | MW05 |  | 0.8 | 0.9 | 0.9 | Conventional Hydroelectric | WAT | HY | 1 | 1925 |  |  | (OP) Operating | [6 empty] | Penobscot | 45.6072 | -68.5453 | Map | Map | ISNE
2891 | Westbrook Energy Center | 55294 | Westbrook Energy Center Power Plant | IPP Non-CHP | ME | GTG1 | CC1 | 184.2 | 160.5 | 181.5 | Natural Gas Fired Combined Cycle | NG | CT | 5 | 2001 |  |  | (OP) Operating | [6 empty] | Cumberland | 43.6575 | -70.375 | Map | Map | ISNE
2891 | Westbrook Energy Center | 55294 | Westbrook Energy Center Power Plant | IPP Non-CHP | ME | GTG2 | CC1 | 184.2 | 160.5 | 181.5 | Natural Gas Fired Combined Cycle | NG | CT | 5 | 2001 |  |  | (OP) Operating | [6 empty] | Cumberland | 43.6575 | -70.375 | Map | Map | ISNE
2891 | Westbrook Energy Center | 55294 | Westbrook Energy Center Power Plant | IPP Non-CHP | ME | STG3 | CC1 | 195.5 | 185 | 190.5 | Natural Gas Fired Combined Cycle | NG | CA | 5 | 2001 |  |  | (OP) Operating | [6 empty] | Cumberland | 43.6575 | -70.375 | Map | Map | ISNE
59155 | First Wind O&M, LLC | 56448 | Mars Hill Wind Farm Project | IPP Non-CHP | ME | 1 |  | 42 | 42 | 42 | Onshore Wind Turbine | WND | WT | 3 | 2007 |  |  | (OP) Operating | [6 empty] | Aroostook | 46.5442 | -67.8111 | Map | Map | NBSO
61191 | Helix Maine Wind Development, LLC | 56829 | Kibby Wind Facility | IPP Non-CHP | ME | 1 |  | 66 | 66 | 66 | Onshore Wind Turbine | WND | WT | 10 | 2009 |  |  | (OP) Operating | [6 empty] | Franklin | 45.3853 | -70.5258 | Map | Map | ISNE
61191 | Helix Maine Wind Development, LLC | 56829 | Kibby Wind Facility | IPP Non-CHP | ME | 2 |  | 66 | 66 | 66 | Onshore Wind Turbine | WND | WT | 10 | 2010 |  |  | (OP) Operating | [6 empty] | Franklin | 45.3853 | -70.5258 | Map | Map | ISNE
59155 | First Wind O&M, LLC | 56989 | Stetson Wind I | IPP Non-CHP | ME | 1 |  | 57 | 57 | 57 | Onshore Wind Turbine | WND | WT | 1 | 2009 |  |  | (OP) Operating | [6 empty] | Washington | 45.4822 | -67.9944 | Map | Map | ISNE
59155 | First Wind O&M, LLC | 56990 | Rollins Wind Project | IPP Non-CHP | ME | 1 |  | 60 | 60 | 60 | Onshore Wind Turbine | WND | WT | 7 | 2011 |  |  | (OP) Operating | [6 empty] | Penobscot | 45.346 | -68.3802 | Map | Map | ISNE
59155 | First Wind O&M, LLC | 56991 | Stetson Wind II | IPP Non-CHP | ME | 1 |  | 25.5 | 25.5 | 25.5 | Onshore Wind Turbine | WND | WT | 3 | 2010 |  |  | (OP) Operating | [6 empty] | Washington | 45.615 | -67.971 | Map | Map | ISNE
60453 | Novatus Energy | 57002 | Oakfield Wind Project | IPP Non-CHP | ME | 1 |  | 148 | 148 | 148 | Onshore Wind Turbine | WND | WT | 10 | 2015 |  |  | (OP) Operating | [6 empty] | Aroostook | 46.0581 | -68.1472 | Map | Map | ISNE
54842 | WM Renewable Energy LLC | 57016 | Waste Management Crossroads LFGTE | IPP Non-CHP | ME | GEN1 |  | 1.6 | 1.6 | 1.6 | Landfill Gas | LFG | IC | 3 | 2009 |  |  | (OP) Operating | [6 empty] | Somerset | 44.7014 | -69.8319 | Map | Map | ISNE
54842 | WM Renewable Energy LLC | 57016 | Waste Management Crossroads LFGTE | IPP Non-CHP | ME | GEN2 |  | 1.6 | 1.6 | 1.6 | Landfill Gas | LFG | IC | 3 | 2009 |  |  | (OP) Operating | [6 empty] | Somerset | 44.7014 | -69.8319 | Map | Map | ISNE
59155 | First Wind O&M, LLC | 57083 | Bull Hill Wind Project | IPP Non-CHP | ME | 1 |  | 34.5 | 34.5 | 34.5 | Onshore Wind Turbine | WND | WT | 10 | 2012 |  |  | (OP) Operating | [6 empty] | Hancock | 44.7231 | -68.2425 | Map | Map | ISNE
56439 | Beaver Ridge Wind LLC | 57130 | Beaver Ridge Wind | IPP Non-CHP | ME | BR1 |  | 4.5 | 4.5 | 4.5 | Onshore Wind Turbine | WND | WT | 11 | 2008 |  |  | (OP) Operating | [6 empty] | Waldo | 44.4967 | -69.35 | Map | Map | ISNE
59178 | Brookfield Black Bear Hydro, LLC | 57184 | Orono Hydro Station | IPP Non-CHP | ME | 1 |  | 0.5 | 0.5 | 0.5 | Conventional Hydroelectric | WAT | HY | 3 | 2009 |  |  | (OP) Operating | [6 empty] | Penobscot | 44.8803 | -68.6647 | Map | Map | ISNE
59178 | Brookfield Black Bear Hydro, LLC | 57184 | Orono Hydro Station | IPP Non-CHP | ME | 2 |  | 0.6 | 0.6 | 0.6 | Conventional Hydroelectric | WAT | HY | 3 | 2009 |  |  | (OP) Operating | [6 empty] | Penobscot | 44.8803 | -68.6647 | Map | Map | ISNE
59178 | Brookfield Black Bear Hydro, LLC | 57184 | Orono Hydro Station | IPP Non-CHP | ME | 3 |  | 0.8 | 0.8 | 0.8 | Conventional Hydroelectric | WAT | HY | 1 | 2009 |  |  | (OP) Operating | [6 empty] | Penobscot | 44.8803 | -68.6647 | Map | Map | ISNE
59178 | Brookfield Black Bear Hydro, LLC | 57184 | Orono Hydro Station | IPP Non-CHP | ME | 4 |  | 0.8 | 0.8 | 0.8 | Conventional Hydroelectric | WAT | HY | 1 | 2009 |  |  | (OP) Operating | [6 empty] | Penobscot | 44.8803 | -68.6647 | Map | Map | ISNE
56693 | Fox Island Wind LLC | 57354 | Fox Island Wind LLC | IPP Non-CHP | ME | 1 |  | 4.5 | 4.5 | 4.5 | Onshore Wind Turbine | WND | WT | 11 | 2009 |  |  | (OP) Operating | [6 empty] | Knox | 44.0942 | -68.8658 | Map | Map | ISNE
60453 | Novatus Energy | 57531 | Bingham Wind | IPP Non-CHP | ME | 1 |  | 186 | 186 | 186 | Onshore Wind Turbine | WND | WT | 12 | 2016 |  |  | (OP) Operating | [6 empty] | Piscataquis | 45.1033 | -69.7619 | Map | Map | ISNE
56909 | Record Hill Wind LLC | 57568 | Record Hill Wind | IPP Non-CHP | ME | RHW |  | 50.6 | 50.6 | 50.6 | Onshore Wind Turbine | WND | WT | 1 | 2012 |  |  | (OP) Operating | [6 empty] | Oxford | 44.6336 | -70.6278 | Map | Map | ISNE
57402 | Spruce Mountain Wind LLC | 58026 | Spruce Mountain WInd | IPP Non-CHP | ME | 1 |  | 20 | 20 | 20 | Onshore Wind Turbine | WND | WT | 12 | 2011 |  |  | (OP) Operating | [6 empty] | Oxford | 44.4156 | -70.5598 | Map | Map | ISNE
58103 | Twin Rivers Paper Co LLC | 58146 | Twin Rivers Paper Co LLC | Industrial CHP | ME | GEN5 |  | 22 | 22 | 22 | All Other | PUR | ST | 5 | 1987 |  |  | (OP) Operating | [6 empty] | Aroostook | 47.3581 | -68.3309 | Map | Map | NBSO
58122 | Eastern Maine Medical Center | 58153 | Eastern Maine Medical Center | Commercial CHP | ME | COGE |  | 3.8 | 3.8 | 5 | Natural Gas Fired Combustion Turbine | NG | GT | 10 | 2006 |  |  | (OP) Operating | [6 empty] | Penobscot | 44.8083 | -68.7508 | Map | Map | ISNE
58565 | Saddleback Ridge Wind, LLC | 58608 | Saddleback Ridge Wind Farm | IPP Non-CHP | ME | SRW1 |  | 8.5 | 8.5 | 8.5 | Onshore Wind Turbine | WND | WT | 12 | 2014 |  |  | (OP) Operating | [6 empty] | Franklin | 44.5933 | -70.3811 | Map | Map | ISNE
58565 | Saddleback Ridge Wind, LLC | 58608 | Saddleback Ridge Wind Farm | IPP Non-CHP | ME | SRW2 |  | 25.7 | 25.7 | 25.7 | Onshore Wind Turbine | WND | WT | 9 | 2015 |  |  | (OP) Operating | [6 empty] | Franklin | 44.5933 | -70.3811 | Map | Map | ISNE
58574 | Canton Mountain Wind LLC | 58620 | Canton Mountain Wind | IPP Non-CHP | ME | 1 |  | 22.8 | 22.8 | 22.8 | Onshore Wind Turbine | WND | WT | 11 | 2017 |  |  | (OP) Operating | [6 empty] | Oxford | 44.5147 | -70.3031 | Map | Map | ISNE
60453 | Novatus Energy | 58686 | Hancock Wind Plant | IPP Non-CHP | ME | HANC1 |  | 51 | 51 | 51 | Onshore Wind Turbine | WND | WT | 12 | 2016 |  |  | (OP) Operating | [6 empty] | Hancock | 44.7608 | -68.1469 | Map | Map | ISNE
58845 | Pine Tree Landfill | 58993 | Pine Tree Landfill Gas to Energy | IPP Non-CHP | ME | 3201 |  | 1.1 | 0.9 | 0.9 | Landfill Gas | LFG | IC | 1 | 2008 |  |  | (OP) Operating | [6 empty] | Penobscot | 44.7686 | -68.8617 | Map | Map | ISNE
58845 | Pine Tree Landfill | 58993 | Pine Tree Landfill Gas to Energy | IPP Non-CHP | ME | 3202 |  | 1.1 | 0.9 | 0.9 | Landfill Gas | LFG | IC | 1 | 2008 |  |  | (OP) Operating | [6 empty] | Penobscot | 44.7686 | -68.8617 | Map | Map | ISNE
58845 | Pine Tree Landfill | 58993 | Pine Tree Landfill Gas to Energy | IPP Non-CHP | ME | 3203 |  | 1.1 | 0.9 | 0.9 | Landfill Gas | LFG | IC | 1 | 2008 |  |  | (OP) Operating | [6 empty] | Penobscot | 44.7686 | -68.8617 | Map | Map | ISNE
17650 | Southern Power Co | 59222 | Passadumkeag Windpark LLC | IPP Non-CHP | ME | Q357 |  | 39.9 | 39.9 | 39.9 | Onshore Wind Turbine | WND | WT | 7 | 2016 |  |  | (OP) Operating | [6 empty] | Penobscot | 45.07 | -68.21 | Map | Map | ISNE
59178 | Brookfield Black Bear Hydro, LLC | 59437 | Stillwater B | IPP Non-CHP | ME | SWB-1 |  | 0.8 | 0.8 | 0.8 | Conventional Hydroelectric | WAT | HY | 9 | 2013 |  |  | (OP) Operating | [6 empty] | Penobscot | 44.9127 | -68.6838 | Map | Map | ISNE
59178 | Brookfield Black Bear Hydro, LLC | 59437 | Stillwater B | IPP Non-CHP | ME | SWB-2 |  | 0.8 | 0.8 | 0.8 | Conventional Hydroelectric | WAT | HY | 9 | 2013 |  |  | (OP) Operating | [6 empty] | Penobscot | 44.9127 | -68.6838 | Map | Map | ISNE
59178 | Brookfield Black Bear Hydro, LLC | 59437 | Stillwater B | IPP Non-CHP | ME | SWB-3 |  | 0.8 | 0.8 | 0.8 | Conventional Hydroelectric | WAT | HY | 9 | 2013 |  |  | (OP) Operating | [6 empty] | Penobscot | 44.9127 | -68.6838 | Map | Map | ISNE
59178 | Brookfield Black Bear Hydro, LLC | 59438 | Orono B | IPP Non-CHP | ME | ORB-1 |  | 1.3 | 1.3 | 1.3 | Conventional Hydroelectric | WAT | HY | 11 | 2013 |  |  | (OP) Operating | [6 empty] | Penobscot | 44.8844 | -68.6639 | Map | Map | ISNE
59178 | Brookfield Black Bear Hydro, LLC | 59438 | Orono B | IPP Non-CHP | ME | ORB-2 |  | 1.3 | 1.3 | 1.3 | Conventional Hydroelectric | WAT | HY | 11 | 2013 |  |  | (OP) Operating | [6 empty] | Penobscot | 44.8844 | -68.6639 | Map | Map | ISNE
59178 | Brookfield Black Bear Hydro, LLC | 59438 | Orono B | IPP Non-CHP | ME | ORB-3 |  | 1.3 | 1.3 | 1.3 | Conventional Hydroelectric | WAT | HY | 11 | 2013 |  |  | (OP) Operating | [6 empty] | Penobscot | 44.8844 | -68.6639 | Map | Map | ISNE
60207 | Pisgah Mountain, LLC | 60404 | Pisgah Mountain Wind | IPP Non-CHP | ME | PISGA |  | 9.1 | 9.1 | 9.1 | Onshore Wind Turbine | WND | WT | 12 | 2016 |  |  | (OP) Operating | [6 empty] | Penobscot | 44.7773 | -68.5234 | Map | Map | ISNE
60242 | Athens Energy, LLC | 60457 | Athens Energy | IPP Non-CHP | ME | 1 |  | 8.5 | 7.1 | 7.1 | Wood/Wood Waste Biomass | WDS | OT | 10 | 2016 |  |  | (OP) Operating | [6 empty] | Somerset | 44.9455 | -69.6607 | Map | Map | ISNE
60363 | NRG Solar Mule, LLC | 60640 | NRG Solar Mule, LLC | IPP Non-CHP | ME | COLBY |  | 1.5 | 1.5 | 1.5 | Solar Photovoltaic | SUN | PV | 9 | 2017 |  |  | (OP) Operating | [6 empty] | Kennebec | 44.5577 | -69.6714 | Map | Map | ISNE
61077 | IGS ORIX Solar I, LLC | 61460 | IOS - MEW Phase 1 | IPP Non-CHP | ME | MEW1 |  | 4.1 | 4.1 | 2.9 | Solar Photovoltaic | SUN | PV | 1 | 2017 |  |  | (OP) Operating | [6 empty] | Somerset | 44.804 | -69.838 | Map | Map | ISNE
60160 | Merlin One LLC | 1513 | Caribou Generation Station | IPP Non-CHP | ME | CD2 |  | 2.7 | 2.5 | 2.5 | Petroleum Liquids | DFO | IC | 8 | 1948 |  |  | (SB) Standby/Backup: available for service but not normally used | [6 empty] | Aroostook | 46.848 | -68.0026 | Map | Map | NBSO
60160 | Merlin One LLC | 1513 | Caribou Generation Station | IPP Non-CHP | ME | CD3 |  | 2.7 | 2.5 | 2.5 | Petroleum Liquids | DFO | IC | 8 | 1948 |  |  | (SB) Standby/Backup: available for service but not normally used | [6 empty] | Aroostook | 46.848 | -68.0026 | Map | Map | NBSO
60160 | Merlin One LLC | 1513 | Caribou Generation Station | IPP Non-CHP | ME | CD4 |  | 1 | 1 | 1 | Petroleum Liquids | DFO | IC | 8 | 1948 |  |  | (SB) Standby/Backup: available for service but not normally used | [6 empty] | Aroostook | 46.848 | -68.0026 | Map | Map | NBSO
60160 | Merlin One LLC | 1513 | Caribou Generation Station | IPP Non-CHP | ME | CD5 |  | 1.2 | 1 | 1 | Petroleum Liquids | DFO | IC | 9 | 1951 |  |  | (SB) Standby/Backup: available for service but not normally used | [6 empty] | Aroostook | 46.848 | -68.0026 | Map | Map | NBSO
14597 | Algonquin Northern Maine | 1516 | Squa Pan Hydro Station | IPP Non-CHP | ME | SP1 |  | 1.5 | 1.4 | 1.4 | Conventional Hydroelectric | WAT | HY | 12 | 1941 |  |  | (SB) Standby/Backup: available for service but not normally used | [6 empty] | Aroostook | 46.5565 | -68.3255 | Map | Map | NBSO
11451 | Madison Paper Industries Inc | 10186 | Anson Abenaki Hydros | Industrial CHP | ME | STG1 |  | 3 | 2 | 2.5 | Natural Gas Steam Turbine | NG | ST | 8 | 1994 |  |  | (SB) Standby/Backup: available for service but not normally used | [6 empty] | Somerset | 44.7975 | -69.8867 | Map | Map | ISNE
60999 | Catalyst Paper Operations, Inc | 10491 | Mead Rumford Cogen | Industrial CHP | ME | 3STG |  | 12.5 | 12.5 | 12.5 | Natural Gas Steam Turbine | NG | ST | 10 | 1954 |  |  | (SB) Standby/Backup: available for service but not normally used | [6 empty] | Oxford | 44.5465 | -70.5443 | Map | Map | ISNE
50083 | Brookfield Power New England | 10493 | Rumford Falls Hydro Facility | IPP Non-CHP | ME | GEN4 |  | 4.3 | 4.3 | 4.3 | Conventional Hydroelectric | WAT | HY | 1 | 1950 |  |  | (SB) Standby/Backup: available for service but not normally used | [6 empty] | Oxford | 44.5486 | -70.6283 | Map | Map | ISNE
5232 | Woodland Pulp LLC | 10613 | Domtar - Woodland Mill | Industrial CHP | ME | HG10 |  | 1.2 | 1.1 | 1.1 | Conventional Hydroelectric | WAT | HY | 6 | 1970 |  |  | (SB) Standby/Backup: available for service but not normally used | [6 empty] | Washington | 45.1554 | -67.4012 | Map | Map | NBSO
5232 | Woodland Pulp LLC | 10613 | Domtar - Woodland Mill | Industrial CHP | ME | HG2 |  | 3 | 2.9 | 2.8 | Conventional Hydroelectric | WAT | HY | 6 | 1912 |  |  | (SB) Standby/Backup: available for service but not normally used | [6 empty] | Washington | 45.1554 | -67.4012 | Map | Map | NBSO
5232 | Woodland Pulp LLC | 10613 | Domtar - Woodland Mill | Industrial CHP | ME | HG4 |  | 0.8 | 0.8 | 0.7 | Conventional Hydroelectric | WAT | HY | 6 | 1906 |  |  | (SB) Standby/Backup: available for service but not normally used | [6 empty] | Washington | 45.1554 | -67.4012 | Map | Map | NBSO
5232 | Woodland Pulp LLC | 10613 | Domtar - Woodland Mill | Industrial CHP | ME | HG5 |  | 0.8 | 0.8 | 0.7 | Conventional Hydroelectric | WAT | HY | 6 | 1906 |  |  | (SB) Standby/Backup: available for service but not normally used | [6 empty] | Washington | 45.1554 | -67.4012 | Map | Map | NBSO
5232 | Woodland Pulp LLC | 10613 | Domtar - Woodland Mill | Industrial CHP | ME | HG6 |  | 0.8 | 0.8 | 0.7 | Conventional Hydroelectric | WAT | HY | 6 | 1906 |  |  | (SB) Standby/Backup: available for service but not normally used | [6 empty] | Washington | 45.1554 | -67.4012 | Map | Map | NBSO
56402 | Covanta Maine LLC | 10765 | Indeck Jonesboro Energy Center | IPP Non-CHP | ME | GEN1 |  | 27.5 | 20.2 | 20.2 | Wood/Wood Waste Biomass | WDS | ST | 12 | 1987 |  |  | (SB) Standby/Backup: available for service but not normally used | [6 empty] | Washington | 44.6781 | -67.5477 | Map | Map | ISNE
16191 | Robbins Lumber Inc | 50230 | Robbins Lumber | Industrial CHP | ME | CAT |  | 2 | 1.8 | 1.8 | Petroleum Liquids | DFO | IC | 1 | 1987 |  |  | (SB) Standby/Backup: available for service but not normally used | [6 empty] | Waldo | 44.3331 | -69.2019 | Map | Map | ISNE
9303 | Bucksport Generation LLC | 50243 | Bucksport Generation LLC | IPP CHP | ME | GEN5 | CC1 | 24 | 24 | 24 | Natural Gas Steam Turbine | NG | ST | 11 | 2012 |  |  | (SB) Standby/Backup: available for service but not normally used | [6 empty] | Hancock | 44.5738 | -68.8046 | Map | Map | ISNE
61122 | Great River Hydro, LLC | 2349 | Comerford | IPP Non-CHP | NH | GEN1 |  | 22 | 22.5 | 22.5 | Conventional Hydroelectric | WAT | HY | 9 | 1930 |  |  | (OP) Operating | [6 empty] | Grafton | 44.3251 | -72.001 | Map | Map | ISNE
61122 | Great River Hydro, LLC | 2349 | Comerford | IPP Non-CHP | NH | GEN2 |  | 48.6 | 47.8 | 48.5 | Conventional Hydroelectric | WAT | HY | 9 | 1930 |  |  | (OP) Operating | [6 empty] | Grafton | 44.3251 | -72.001 | Map | Map | ISNE
61122 | Great River Hydro, LLC | 2349 | Comerford | IPP Non-CHP | NH | GEN3 |  | 48.6 | 47.8 | 48.5 | Conventional Hydroelectric | WAT | HY | 9 | 1930 |  |  | (OP) Operating | [6 empty] | Grafton | 44.3251 | -72.001 | Map | Map | ISNE
61122 | Great River Hydro, LLC | 2349 | Comerford | IPP Non-CHP | NH | GEN4 |  | 48.6 | 47.8 | 48.5 | Conventional Hydroelectric | WAT | HY | 9 | 1930 |  |  | (OP) Operating | [6 empty] | Grafton | 44.3251 | -72.001 | Map | Map | ISNE
61122 | Great River Hydro, LLC | 2351 | S C Moore | IPP Non-CHP | NH | GEN1 |  | 47.7 | 47.2 | 47.7 | Conventional Hydroelectric | WAT | HY | 1 | 1957 |  |  | (OP) Operating | [6 empty] | Grafton | 44.3356 | -71.8742 | Map | Map | ISNE
61122 | Great River Hydro, LLC | 2351 | S C Moore | IPP Non-CHP | NH | GEN2 |  | 47.7 | 47.2 | 47.7 | Conventional Hydroelectric | WAT | HY | 1 | 1957 |  |  | (OP) Operating | [6 empty] | Grafton | 44.3356 | -71.8742 | Map | Map | ISNE
61122 | Great River Hydro, LLC | 2351 | S C Moore | IPP Non-CHP | NH | GEN3 |  | 47.7 | 47.2 | 47.7 | Conventional Hydroelectric | WAT | HY | 1 | 1957 |  |  | (OP) Operating | [6 empty] | Grafton | 44.3356 | -71.8742 | Map | Map | ISNE
61122 | Great River Hydro, LLC | 2351 | S C Moore | IPP Non-CHP | NH | GEN4 |  | 47.7 | 47.2 | 47.7 | Conventional Hydroelectric | WAT | HY | 1 | 1957 |  |  | (OP) Operating | [6 empty] | Grafton | 44.3356 | -71.8742 | Map | Map | ISNE
15472 | Public Service Co of NH | 2354 | Amoskeag | Electric Utility | NH | 1 |  | 6 | 6.2 | 6.5 | Conventional Hydroelectric | WAT | HY | 8 | 1924 |  |  | (OP) Operating | [6 empty] | Hillsborough | 43.0022 | -71.4721 | Map | Map | ISNE
15472 | Public Service Co of NH | 2354 | Amoskeag | Electric Utility | NH | 2 |  | 5 | 5.3 | 5.5 | Conventional Hydroelectric | WAT | HY | 8 | 1922 |  |  | (OP) Operating | [6 empty] | Hillsborough | 43.0022 | -71.4721 | Map | Map | ISNE
15472 | Public Service Co of NH | 2354 | Amoskeag | Electric Utility | NH | 3 |  | 5 | 5.3 | 5.5 | Conventional Hydroelectric | WAT | HY | 8 | 1922 |  |  | (OP) Operating | [6 empty] | Hillsborough | 43.0022 | -71.4721 | Map | Map | ISNE
15472 | Public Service Co of NH | 2355 | Ayers Island | Electric Utility | NH | 1 |  | 2.8 | 2.8 | 3 | Conventional Hydroelectric | WAT | HY | 8 | 1925 |  |  | (OP) Operating | [6 empty] | Grafton | 43.5978 | -71.7177 | Map | Map | ISNE
15472 | Public Service Co of NH | 2355 | Ayers Island | Electric Utility | NH | 2 |  | 2.8 | 2.8 | 3 | Conventional Hydroelectric | WAT | HY | 8 | 1925 |  |  | (OP) Operating | [6 empty] | Grafton | 43.5978 | -71.7177 | Map | Map | ISNE
15472 | Public Service Co of NH | 2355 | Ayers Island | Electric Utility | NH | 3 |  | 2.8 | 2.8 | 3 | Conventional Hydroelectric | WAT | HY | 8 | 1925 |  |  | (OP) Operating | [6 empty] | Grafton | 43.5978 | -71.7177 | Map | Map | ISNE
15472 | Public Service Co of NH | 2356 | Eastman Falls | Electric Utility | NH | 1 |  | 1.8 | 1.8 | 1.8 | Conventional Hydroelectric | WAT | HY | 8 | 1937 |  |  | (OP) Operating | [6 empty] | Merrimack | 43.4472 | -71.6579 | Map | Map | ISNE
15472 | Public Service Co of NH | 2356 | Eastman Falls | Electric Utility | NH | 2 |  | 4.6 | 3.8 | 4.7 | Conventional Hydroelectric | WAT | HY | 11 | 1983 |  |  | (OP) Operating | [6 empty] | Merrimack | 43.4472 | -71.6579 | Map | Map | ISNE
15472 | Public Service Co of NH | 2357 | Garvins Falls | Electric Utility | NH | 1 |  | 3.4 | 3.4 | 3.4 | Conventional Hydroelectric | WAT | HY | 12 | 1981 |  |  | (OP) Operating | [6 empty] | Merrimack | 43.1655 | -71.5094 | Map | Map | ISNE
15472 | Public Service Co of NH | 2357 | Garvins Falls | Electric Utility | NH | 2 |  | 3.4 | 3.3 | 3.4 | Conventional Hydroelectric | WAT | HY | 12 | 1981 |  |  | (OP) Operating | [6 empty] | Merrimack | 43.1655 | -71.5094 | Map | Map | ISNE
15472 | Public Service Co of NH | 2357 | Garvins Falls | Electric Utility | NH | 3 |  | 2.4 | 2.4 | 2.4 | Conventional Hydroelectric | WAT | HY | 8 | 1925 |  |  | (OP) Operating | [6 empty] | Merrimack | 43.1655 | -71.5094 | Map | Map | ISNE
15472 | Public Service Co of NH | 2357 | Garvins Falls | Electric Utility | NH | 4 |  | 3.2 | 3.2 | 3.2 | Conventional Hydroelectric | WAT | HY | 8 | 1925 |  |  | (OP) Operating | [6 empty] | Merrimack | 43.1655 | -71.5094 | Map | Map | ISNE
15472 | Public Service Co of NH | 2358 | Gorham | Electric Utility | NH | 1 |  | 0.4 | 0.4 | 0.4 | Conventional Hydroelectric | WAT | HY | 8 | 1917 |  |  | (OP) Operating | [6 empty] | Coos | 44.4083 | -71.1954 | Map | Map | ISNE
15472 | Public Service Co of NH | 2358 | Gorham | Electric Utility | NH | 2 |  | 0.4 | 0.4 | 0.4 | Conventional Hydroelectric | WAT | HY | 8 | 1917 |  |  | (OP) Operating | [6 empty] | Coos | 44.4083 | -71.1954 | Map | Map | ISNE
15472 | Public Service Co of NH | 2358 | Gorham | Electric Utility | NH | 3 |  | 0.7 | 0.6 | 0.6 | Conventional Hydroelectric | WAT | HY | 8 | 1923 |  |  | (OP) Operating | [6 empty] | Coos | 44.4083 | -71.1954 | Map | Map | ISNE
15472 | Public Service Co of NH | 2358 | Gorham | Electric Utility | NH | 4 |  | 0.7 | 0.6 | 0.6 | Conventional Hydroelectric | WAT | HY | 8 | 1923 |  |  | (OP) Operating | [6 empty] | Coos | 44.4083 | -71.1954 | Map | Map | ISNE
15472 | Public Service Co of NH | 2359 | Hooksett | Electric Utility | NH | 1 |  | 1.6 | 1.6 | 1.6 | Conventional Hydroelectric | WAT | HY | 8 | 1927 |  |  | (OP) Operating | [6 empty] | Merrimack | 43.1017 | -71.4657 | Map | Map | ISNE
15472 | Public Service Co of NH | 2360 | Jackman | Electric Utility | NH | 1 |  | 3.2 | 3.6 | 3.4 | Conventional Hydroelectric | WAT | HY | 2 | 1926 |  |  | (OP) Operating | [6 empty] | Hillsborough | 43.1106 | -71.9489 | Map | Map | ISNE
15472 | Public Service Co of NH | 2362 | Lost Nation | Electric Utility | NH | GT1 |  | 18 | 14 | 18.1 | Petroleum Liquids | DFO | GT | 9 | 1969 |  |  | (OP) Operating | [6 empty] | Coos | 44.5951 | -71.4944 | Map | Map | ISNE
15472 | Public Service Co of NH | 2364 | Merrimack | Electric Utility | NH | 1 |  | 113.6 | 108 | 108 | Conventional Steam Coal | BIT | ST | 12 | 1960 |  |  | (OP) Operating | [6 empty] | Merrimack | 43.1411 | -71.4692 | Map | Map | ISNE
15472 | Public Service Co of NH | 2364 | Merrimack | Electric Utility | NH | 2 |  | 345.6 | 330.5 | 330 | Conventional Steam Coal | BIT | ST | 5 | 1968 |  |  | (OP) Operating | [6 empty] | Merrimack | 43.1411 | -71.4692 | Map | Map | ISNE
15472 | Public Service Co of NH | 2364 | Merrimack | Electric Utility | NH | GT1 |  | 18.6 | 16.8 | 21.7 | Petroleum Liquids | JF | GT | 8 | 1968 |  |  | (OP) Operating | [6 empty] | Merrimack | 43.1411 | -71.4692 | Map | Map | ISNE
15472 | Public Service Co of NH | 2364 | Merrimack | Electric Utility | NH | GT2 |  | 18.6 | 16.8 | 21.3 | Petroleum Liquids | JF | GT | 8 | 1969 |  |  | (OP) Operating | [6 empty] | Merrimack | 43.1411 | -71.4692 | Map | Map | ISNE
15472 | Public Service Co of NH | 2367 | Schiller | Electric Utility | NH | 4 |  | 50 | 47.5 | 48 | Conventional Steam Coal | BIT | ST | 10 | 1952 |  |  | (OP) Operating | [6 empty] | Rockingham | 43.0978 | -70.7842 | Map | Map | ISNE
15472 | Public Service Co of NH | 2367 | Schiller | Electric Utility | NH | 5 |  | 50 | 43.1 | 42.6 | Wood/Wood Waste Biomass | WDS | ST | 5 | 1955 |  |  | (OP) Operating | [6 empty] | Rockingham | 43.0978 | -70.7842 | Map | Map | ISNE
15472 | Public Service Co of NH | 2367 | Schiller | Electric Utility | NH | 6 |  | 50 | 47.9 | 48.6 | Conventional Steam Coal | BIT | ST | 7 | 1957 |  |  | (OP) Operating | [6 empty] | Rockingham | 43.0978 | -70.7842 | Map | Map | ISNE
15472 | Public Service Co of NH | 2367 | Schiller | Electric Utility | NH | GT1 |  | 21.2 | 17 | 18 | Petroleum Liquids | JF | GT | 11 | 1970 |  |  | (OP) Operating | [6 empty] | Rockingham | 43.0978 | -70.7842 | Map | Map | ISNE
15472 | Public Service Co of NH | 2368 | Smith (NH) | Electric Utility | NH | 1 |  | 15 | 11.7 | 15.2 | Conventional Hydroelectric | WAT | HY | 8 | 1948 |  |  | (OP) Operating | [6 empty] | Coos | 44.4695 | -71.1781 | Map | Map | ISNE
15472 | Public Service Co of NH | 2369 | White Lake | Electric Utility | NH | GT1 |  | 18.6 | 17.5 | 22.4 | Petroleum Liquids | JF | GT | 7 | 1968 |  |  | (OP) Operating | [6 empty] | Carroll | 43.8478 | -71.2069 | Map | Map | ISNE
6854 | NextEra Energy Seabrook LLC | 6115 | Seabrook | IPP Non-CHP | NH | 1 |  | 1242 | 1249.1 | 1249.1 | Nuclear | NUC | ST | 8 | 1990 |  |  | (OP) Operating | [6 empty] | Rockingham | 42.8992 | -70.8489 | Map | Map | ISNE
15472 | Public Service Co of NH | 8002 | Newington | Electric Utility | NH | 1 |  | 414 | 400.2 | 400.2 | Natural Gas Steam Turbine | NG | ST | 6 | 1974 |  |  | (OP) Operating | [6 empty] | Rockingham | 43.1 | -70.7908 | Map | Map | ISNE
56590 | Silverstreet Hydro | 10036 | Hillsborough Hosiery | IPP Non-CHP | NH | GEN1 |  | 0.6 | 0.6 | 0.6 | Conventional Hydroelectric | WAT | HY | 12 | 1989 |  |  | (OP) Operating | [6 empty] | Hillsborough | 43.1139 | -71.894 | Map | Map | ISNE
56590 | Silverstreet Hydro | 10036 | Hillsborough Hosiery | IPP Non-CHP | NH | GEN2 |  | 0.6 | 0.6 | 0.6 | Conventional Hydroelectric | WAT | HY | 12 | 1989 |  |  | (OP) Operating | [6 empty] | Hillsborough | 43.1139 | -71.894 | Map | Map | ISNE
6636 | Foss Manufacturing Company LLC | 10108 | Hampton Facility | Industrial CHP | NH | GEN8 |  | 5 | 3.8 | 5 | Natural Gas Fired Combustion Turbine | NG | GT | 1 | 2000 |  |  | (OP) Operating | [6 empty] | Rockingham | 42.9383 | -70.8406 | Map | Map | ISNE
57280 | Eagle Creek RE LLC | 10109 | Franklin Industrial Complex | IPP Non-CHP | NH | 1 |  | 1.5 | 0.6 | 0.5 | Conventional Hydroelectric | WAT | HY | 12 | 1985 |  |  | (OP) Operating | [6 empty] | Merrimack | 43.4461 | -71.6446 | Map | Map | ISNE
57280 | Eagle Creek RE LLC | 10109 | Franklin Industrial Complex | IPP Non-CHP | NH | 2 |  | 0.2 | 0.2 | 0.2 | Conventional Hydroelectric | WAT | HY | 6 | 1982 |  |  | (OP) Operating | [6 empty] | Merrimack | 43.4461 | -71.6446 | Map | Map | ISNE
57280 | Eagle Creek RE LLC | 10183 | Mine Falls Generating Station | IPP Non-CHP | NH | GEN1 |  | 1.5 | 1.5 | 1.5 | Conventional Hydroelectric | WAT | HY | 12 | 1985 |  |  | (OP) Operating | [6 empty] | Hillsborough | 42.7503 | -71.5053 | Map | Map | ISNE
57280 | Eagle Creek RE LLC | 10183 | Mine Falls Generating Station | IPP Non-CHP | NH | GEN2 |  | 1.5 | 1.7 | 1.7 | Conventional Hydroelectric | WAT | HY | 12 | 1985 |  |  | (OP) Operating | [6 empty] | Hillsborough | 42.7503 | -71.5053 | Map | Map | ISNE
57280 | Eagle Creek RE LLC | 10276 | Clement Dam Hydro LLC | IPP Non-CHP | NH | 0049 |  | 2.4 | 2.3 | 2.3 | Conventional Hydroelectric | WAT | HY | 12 | 1984 |  |  | (OP) Operating | [6 empty] | Belknap | 43.4405 | -71.596 | Map | Map | ISNE
2226 | Bridgewater Power Co LP | 10290 | Bridgewater Power LP | IPP Non-CHP | NH | GEN1 |  | 20 | 16 | 16.5 | Wood/Wood Waste Biomass | WDS | ST | 8 | 1987 |  |  | (OP) Operating | [6 empty] | Grafton | 43.7155 | -71.6585 | Map | Map | ISNE
16498 | SFR Hydro Cor | 10519 | Milton Hydro | IPP Non-CHP | NH | 1 |  | 0.2 | 0.1 | 0.2 | Conventional Hydroelectric | WAT | HY | 1 | 1914 |  |  | (OP) Operating | [6 empty] | Strafford | 43.4031 | -70.9865 | Map | Map | ISNE
16498 | SFR Hydro Cor | 10519 | Milton Hydro | IPP Non-CHP | NH | 2 |  | 0.4 | 0.2 | 0.4 | Conventional Hydroelectric | WAT | HY | 1 | 1914 |  |  | (OP) Operating | [6 empty] | Strafford | 43.4031 | -70.9865 | Map | Map | ISNE
16498 | SFR Hydro Cor | 10519 | Milton Hydro | IPP Non-CHP | NH | 3 |  | 0.3 | 0.1 | 0.3 | Conventional Hydroelectric | WAT | HY | 6 | 1984 |  |  | (OP) Operating | [6 empty] | Strafford | 43.4031 | -70.9865 | Map | Map | ISNE
16498 | SFR Hydro Cor | 10519 | Milton Hydro | IPP Non-CHP | NH | 4 |  | 0.5 | 0.3 | 0.5 | Conventional Hydroelectric | WAT | HY | 12 | 1987 |  |  | (OP) Operating | [6 empty] | Strafford | 43.4031 | -70.9865 | Map | Map | ISNE
5226 | Dodge Falls Associates LP | 10526 | Dodge Falls Associates | IPP Non-CHP | NH | 1UNI |  | 5 | 5 | 5 | Conventional Hydroelectric | WAT | HY | 12 | 1990 |  |  | (OP) Operating | [6 empty] | Grafton | 44.2081 | -72.0581 | Map | Map | ISNE
23037 | Errol Hydroelectric Co LLC | 10570 | Errol Hydroelectric Project | IPP Non-CHP | NH | 1 |  | 3 | 3 | 3 | Conventional Hydroelectric | WAT | HY | 11 | 1986 |  |  | (OP) Operating | [6 empty] | Coos | 44.7866 | -71.1243 | Map | Map | ISNE
56084 | Springfield Power LLC | 10838 | Springfield Power LLC | IPP Non-CHP | NH | GEN1 |  | 20 | 16.1 | 16.3 | Wood/Wood Waste Biomass | WDS | ST | 12 | 1987 |  |  | (OP) Operating | [6 empty] | Sullivan | 43.4429 | -72.056 | Map | Map | ISNE
55840 | EWP RENEWABLE CORP. | 10839 | DG Whitefield LLC | IPP Non-CHP | NH | GEN1 |  | 19.9 | 17 | 17.5 | Wood/Wood Waste Biomass | WDS | ST | 3 | 1988 |  |  | (OP) Operating | [6 empty] | Coos | 44.358 | -71.5449 | Map | Map | ISNE
13442 | New Hampshire Hydro Associates | 50103 | China Mill Hydro | IPP Non-CHP | NH | GEN 1 |  | 1.7 | 1.7 | 1.7 | Conventional Hydroelectric | WAT | HY | 7 | 1981 |  |  | (OP) Operating | [6 empty] | Merrimack | 43.1287 | -71.4599 | Map | Map | ISNE
15064 | Pinetree Power Inc | 50208 | Pinetree Power | IPP Non-CHP | NH | GEN1 |  | 17.5 | 15 | 15 | Wood/Wood Waste Biomass | WDS | ST | 12 | 1986 |  |  | (OP) Operating | [6 empty] | Grafton | 44.3274 | -71.68 | Map | Map | ISNE
60832 | Sugar River Power LLC | 50285 | Lower Village Water Power Project | IPP Non-CHP | NH | 0001 |  | 0.6 | 0.6 | 0.6 | Conventional Hydroelectric | WAT | HY | 5 | 1995 |  |  | (OP) Operating | [6 empty] | Sullivan | 43.3743 | -72.3476 | Map | Map | ISNE
60832 | Sugar River Power LLC | 50285 | Lower Village Water Power Project | IPP Non-CHP | NH | 0002 |  | 0.6 | 0.6 | 0.6 | Conventional Hydroelectric | WAT | HY | 5 | 1995 |  |  | (OP) Operating | [6 empty] | Sullivan | 43.3743 | -72.3476 | Map | Map | ISNE
57280 | Eagle Creek RE LLC | 50312 | Pembroke Hydro | IPP Non-CHP | NH | 1 |  | 2.7 | 0.6 | 1.2 | Conventional Hydroelectric | WAT | HY | 12 | 1985 |  |  | (OP) Operating | [6 empty] | Merrimack | 43.1304 | -71.4536 | Map | Map | ISNE
36055 | KTZ Hydro LLC | 50324 | Newfound Hydroelectric | IPP Non-CHP | NH | 1 |  | 0.7 | 0.7 | 0.7 | Conventional Hydroelectric | WAT | HY | 12 | 1983 |  |  | (OP) Operating | [6 empty] | Grafton | 43.59 | -71.733 | Map | Map | ISNE
36055 | KTZ Hydro LLC | 50324 | Newfound Hydroelectric | IPP Non-CHP | NH | 2 |  | 0.7 | 0.7 | 0.7 | Conventional Hydroelectric | WAT | HY | 12 | 1983 |  |  | (OP) Operating | [6 empty] | Grafton | 43.59 | -71.733 | Map | Map | ISNE
24793 | Briar-Hydro Associates | 50351 | Rolfe Canal Hydro | IPP Non-CHP | NH | 1 |  | 4.3 | 4.3 | 4.3 | Conventional Hydroelectric | WAT | HY | 12 | 1987 |  |  | (OP) Operating | [6 empty] | Merrimack | 43.2746 | -71.604 | Map | Map | ISNE
24793 | Briar-Hydro Associates | 50353 | Penacook Lower Falls | IPP Non-CHP | NH | 1 |  | 4.6 | 4.6 | 4.6 | Conventional Hydroelectric | WAT | HY | 8 | 1983 |  |  | (OP) Operating | [6 empty] | Merrimack | 43.2858 | -71.595 | Map | Map | ISNE
57280 | Eagle Creek RE LLC | 50384 | Gregg Falls | IPP Non-CHP | NH | 1 |  | 2.2 | 2.1 | 2.1 | Conventional Hydroelectric | WAT | HY | 12 | 1985 |  |  | (OP) Operating | [6 empty] | Hillsborough | 43.0168 | -71.5679 | Map | Map | ISNE
57280 | Eagle Creek RE LLC | 50384 | Gregg Falls | IPP Non-CHP | NH | 2 |  | 1.3 | 1.3 | 1.3 | Conventional Hydroelectric | WAT | HY | 12 | 1985 |  |  | (OP) Operating | [6 empty] | Hillsborough | 43.0168 | -71.5679 | Map | Map | ISNE
24793 | Briar-Hydro Associates | 50414 | Penacook Upper Falls Hydro | IPP Non-CHP | NH | 1 |  | 3.4 | 3.4 | 3.4 | Conventional Hydroelectric | WAT | HY | 12 | 1986 |  |  | (OP) Operating | [6 empty] | Merrimack | 43.2832 | -71.6008 | Map | Map | ISNE
17902 | Somersworth Hydro Company, Inc. | 50704 | Somersworth Lower Great Dam | IPP Non-CHP | NH | GEN1 |  | 1.3 | 1.2 | 1.2 | Conventional Hydroelectric | WAT | HY | 7 | 1985 |  |  | (OP) Operating | [6 empty] | Strafford | 43.2511 | -70.8408 | Map | Map | ISNE
15085 | Pinetree Power- Tamworth LLC. | 50739 | Pinetree Power Tamworth | IPP Non-CHP | NH | GEN1 |  | 25 | 20 | 20 | Wood/Wood Waste Biomass | WDS | ST | 12 | 1987 |  |  | (OP) Operating | [6 empty] | Carroll | 43.8358 | -71.1967 | Map | Map | ISNE
15213 | Pontook Operating LP | 50741 | Pontook Hydro Facility | IPP Non-CHP | NH | GEN1 |  | 3.5 | 3.5 | 3.5 | Conventional Hydroelectric | WAT | HY | 12 | 1986 |  |  | (OP) Operating | [6 empty] | Coos | 44.6328 | -71.2474 | Map | Map | ISNE
15213 | Pontook Operating LP | 50741 | Pontook Hydro Facility | IPP Non-CHP | NH | GEN2 |  | 3.5 | 3.5 | 3.5 | Conventional Hydroelectric | WAT | HY | 12 | 1986 |  |  | (OP) Operating | [6 empty] | Coos | 44.6328 | -71.2474 | Map | Map | ISNE
15213 | Pontook Operating LP | 50741 | Pontook Hydro Facility | IPP Non-CHP | NH | GEN3 |  | 3.5 | 3.5 | 3.5 | Conventional Hydroelectric | WAT | HY | 12 | 1986 |  |  | (OP) Operating | [6 empty] | Coos | 44.6328 | -71.2474 | Map | Map | ISNE
20541 | Wheelabrator Environmental Systems | 50873 | Wheelabrator Concord Facility | IPP Non-CHP | NH | GEN1 |  | 14 | 12 | 12 | Municipal Solid Waste | MSW | ST | 4 | 1989 |  |  | (OP) Operating | [6 empty] | Merrimack | 43.2866 | -71.5769 | Map | Map | ISNE
4207 | Consolidated Hydro NH Inc | 54384 | EHC West Hopkinton | IPP Non-CHP | NH | GEN1 |  | 1 | 1 | 0.9 | Conventional Hydroelectric | WAT | HY | 7 | 1985 |  |  | (OP) Operating | [6 empty] | Merrimack | 43.1897 | -71.7483 | Map | Map | ISNE
4823 | Dartmouth College | 54409 | Dartmouth College Heating Plant | Commercial CHP | NH | GEN1 |  | 2 | 2 | 2 | Petroleum Liquids | RFO | ST | 1 | 1970 |  |  | (OP) Operating | [6 empty] | Grafton | 43.7019 | -72.2867 | Map | Map | ISNE
4823 | Dartmouth College | 54409 | Dartmouth College Heating Plant | Commercial CHP | NH | GEN2 |  | 2 | 2 | 2 | Petroleum Liquids | RFO | ST | 1 | 1970 |  |  | (OP) Operating | [6 empty] | Grafton | 43.7019 | -72.2867 | Map | Map | ISNE
4823 | Dartmouth College | 54409 | Dartmouth College Heating Plant | Commercial CHP | NH | GEN3 |  | 3 | 3 | 3 | Petroleum Liquids | RFO | ST | 1 | 1992 |  |  | (OP) Operating | [6 empty] | Grafton | 43.7019 | -72.2867 | Map | Map | ISNE
4207 | Consolidated Hydro NH Inc | 54418 | Rollinsford | IPP Non-CHP | NH | GEN1 |  | 0.7 | 0.7 | 0.6 | Conventional Hydroelectric | WAT | HY | 10 | 1986 |  |  | (OP) Operating | [6 empty] | Strafford | 43.2361 | -70.8172 | Map | Map | ISNE
4207 | Consolidated Hydro NH Inc | 54418 | Rollinsford | IPP Non-CHP | NH | GEN2 |  | 0.7 | 0.7 | 0.6 | Conventional Hydroelectric | WAT | HY | 1 | 1995 |  |  | (OP) Operating | [6 empty] | Strafford | 43.2361 | -70.8172 | Map | Map | ISNE
31216 | Mascoma Hydro Corp | 54471 | Mascoma Hydro | IPP Non-CHP | NH | 01 |  | 0.5 | 0.5 | 0.5 | Conventional Hydroelectric | WAT | HY | 12 | 1988 |  |  | (OP) Operating | [6 empty] | Grafton | 43.6334 | -72.3172 | Map | Map | ISNE
31216 | Mascoma Hydro Corp | 54471 | Mascoma Hydro | IPP Non-CHP | NH | 02 |  | 0.5 | 0.5 | 0.5 | Conventional Hydroelectric | WAT | HY | 12 | 1988 |  |  | (OP) Operating | [6 empty] | Grafton | 43.6334 | -72.3172 | Map | Map | ISNE
31216 | Mascoma Hydro Corp | 54471 | Mascoma Hydro | IPP Non-CHP | NH | 03 |  | 0.5 | 0.5 | 0.5 | Conventional Hydroelectric | WAT | HY | 12 | 1988 |  |  | (OP) Operating | [6 empty] | Grafton | 43.6334 | -72.3172 | Map | Map | ISNE
57280 | Eagle Creek RE LLC | 54572 | Lochmere Hydroelectric Plant | IPP Non-CHP | NH | UNT1 |  | 0.3 | 0.3 | 0.3 | Conventional Hydroelectric | WAT | HY | 12 | 1984 |  |  | (OP) Operating | [6 empty] | Belknap | 43.4732 | -71.5336 | Map | Map | ISNE
57280 | Eagle Creek RE LLC | 54572 | Lochmere Hydroelectric Plant | IPP Non-CHP | NH | UNT2 |  | 0.3 | 0.3 | 0.3 | Conventional Hydroelectric | WAT | HY | 12 | 1984 |  |  | (OP) Operating | [6 empty] | Belknap | 43.4732 | -71.5336 | Map | Map | ISNE
57280 | Eagle Creek RE LLC | 54572 | Lochmere Hydroelectric Plant | IPP Non-CHP | NH | UNT3 |  | 0.3 | 0.3 | 0.3 | Conventional Hydroelectric | WAT | HY | 12 | 1984 |  |  | (OP) Operating | [6 empty] | Belknap | 43.4732 | -71.5336 | Map | Map | ISNE
57280 | Eagle Creek RE LLC | 54572 | Lochmere Hydroelectric Plant | IPP Non-CHP | NH | UNT4 |  | 0.3 | 0.3 | 0.3 | Conventional Hydroelectric | WAT | HY | 12 | 1984 |  |  | (OP) Operating | [6 empty] | Belknap | 43.4732 | -71.5336 | Map | Map | ISNE
7595 | Great Lakes Hydro America LLC | 54639 | Berlin Gorham | IPP Non-CHP | NH | CAS1 |  | 2.4 | 2.4 | 2.4 | Conventional Hydroelectric | WAT | HY | 1 | 1914 |  |  | (OP) Operating | [6 empty] | Coos | 44.3889 | -71.1645 | Map | Map | ISNE
7595 | Great Lakes Hydro America LLC | 54639 | Berlin Gorham | IPP Non-CHP | NH | CAS2 |  | 2.4 | 2.4 | 2.4 | Conventional Hydroelectric | WAT | HY | 1 | 1916 |  |  | (OP) Operating | [6 empty] | Coos | 44.3889 | -71.1645 | Map | Map | ISNE
7595 | Great Lakes Hydro America LLC | 54639 | Berlin Gorham | IPP Non-CHP | NH | CAS3 |  | 3.1 | 3.1 | 3.1 | Conventional Hydroelectric | WAT | HY | 1 | 1918 |  |  | (OP) Operating | [6 empty] | Coos | 44.3889 | -71.1645 | Map | Map | ISNE
7595 | Great Lakes Hydro America LLC | 54639 | Berlin Gorham | IPP Non-CHP | NH | GOR1 |  | 1.2 | 1.2 | 1.2 | Conventional Hydroelectric | WAT | HY | 1 | 1920 |  |  | (OP) Operating | [6 empty] | Coos | 44.3889 | -71.1645 | Map | Map | ISNE
7595 | Great Lakes Hydro America LLC | 54639 | Berlin Gorham | IPP Non-CHP | NH | GOR2 |  | 1.2 | 1.2 | 1.2 | Conventional Hydroelectric | WAT | HY | 1 | 1920 |  |  | (OP) Operating | [6 empty] | Coos | 44.3889 | -71.1645 | Map | Map | ISNE
7595 | Great Lakes Hydro America LLC | 54639 | Berlin Gorham | IPP Non-CHP | NH | GOR3 |  | 1.2 | 1.2 | 1.2 | Conventional Hydroelectric | WAT | HY | 1 | 1920 |  |  | (OP) Operating | [6 empty] | Coos | 44.3889 | -71.1645 | Map | Map | ISNE
7595 | Great Lakes Hydro America LLC | 54639 | Berlin Gorham | IPP Non-CHP | NH | GOR4 |  | 1.2 | 1.2 | 1.2 | Conventional Hydroelectric | WAT | HY | 1 | 1920 |  |  | (OP) Operating | [6 empty] | Coos | 44.3889 | -71.1645 | Map | Map | ISNE
7595 | Great Lakes Hydro America LLC | 54639 | Berlin Gorham | IPP Non-CHP | NH | RS1 |  | 3.8 | 3.8 | 3.8 | Conventional Hydroelectric | WAT | HY | 1 | 1920 |  |  | (OP) Operating | [6 empty] | Coos | 44.3889 | -71.1645 | Map | Map | ISNE
7595 | Great Lakes Hydro America LLC | 54639 | Berlin Gorham | IPP Non-CHP | NH | RS3 |  | 4.1 | 4.1 | 4.1 | Conventional Hydroelectric | WAT | HY | 1 | 1920 |  |  | (OP) Operating | [6 empty] | Coos | 44.3889 | -71.1645 | Map | Map | ISNE
7595 | Great Lakes Hydro America LLC | 54639 | Berlin Gorham | IPP Non-CHP | NH | SH2 |  | 0.9 | 0.9 | 0.9 | Conventional Hydroelectric | WAT | HY | 1 | 1916 |  |  | (OP) Operating | [6 empty] | Coos | 44.3889 | -71.1645 | Map | Map | ISNE
7595 | Great Lakes Hydro America LLC | 54639 | Berlin Gorham | IPP Non-CHP | NH | SHL1 |  | 0.9 | 0.9 | 0.9 | Conventional Hydroelectric | WAT | HY | 1 | 1916 |  |  | (OP) Operating | [6 empty] | Coos | 44.3889 | -71.1645 | Map | Map | ISNE
7595 | Great Lakes Hydro America LLC | 54639 | Berlin Gorham | IPP Non-CHP | NH | SHL3 |  | 1.8 | 1.8 | 1.8 | Conventional Hydroelectric | WAT | HY | 1 | 1929 |  |  | (OP) Operating | [6 empty] | Coos | 44.3889 | -71.1645 | Map | Map | ISNE
7595 | Great Lakes Hydro America LLC | 54639 | Berlin Gorham | IPP Non-CHP | NH | SM1 |  | 0.8 | 0.8 | 0.8 | Conventional Hydroelectric | WAT | HY | 10 | 1980 |  |  | (OP) Operating | [6 empty] | Coos | 44.3889 | -71.1645 | Map | Map | ISNE
7595 | Great Lakes Hydro America LLC | 54639 | Berlin Gorham | IPP Non-CHP | NH | SM2 |  | 0.8 | 0.8 | 0.8 | Conventional Hydroelectric | WAT | HY | 10 | 1980 |  |  | (OP) Operating | [6 empty] | Coos | 44.3889 | -71.1645 | Map | Map | ISNE
7595 | Great Lakes Hydro America LLC | 54639 | Berlin Gorham | IPP Non-CHP | NH | SM3 |  | 0.7 | 0.8 | 0.8 | Conventional Hydroelectric | WAT | HY | 10 | 1980 |  |  | (OP) Operating | [6 empty] | Coos | 44.3889 | -71.1645 | Map | Map | ISNE
7595 | Great Lakes Hydro America LLC | 54639 | Berlin Gorham | IPP Non-CHP | NH | SM4 |  | 0.8 | 0.8 | 0.8 | Conventional Hydroelectric | WAT | HY | 10 | 1980 |  |  | (OP) Operating | [6 empty] | Coos | 44.3889 | -71.1645 | Map | Map | ISNE
7595 | Great Lakes Hydro America LLC | 54639 | Berlin Gorham | IPP Non-CHP | NH | XP1 |  | 0.6 | 0.6 | 0.6 | Conventional Hydroelectric | WAT | HY | 1 | 1921 |  |  | (OP) Operating | [6 empty] | Coos | 44.3889 | -71.1645 | Map | Map | ISNE
7595 | Great Lakes Hydro America LLC | 54639 | Berlin Gorham | IPP Non-CHP | NH | XP2 |  | 0.6 | 0.6 | 0.6 | Conventional Hydroelectric | WAT | HY | 1 | 1921 |  |  | (OP) Operating | [6 empty] | Coos | 44.3889 | -71.1645 | Map | Map | ISNE
7595 | Great Lakes Hydro America LLC | 54639 | Berlin Gorham | IPP Non-CHP | NH | XP3 |  | 0.6 | 0.6 | 0.6 | Conventional Hydroelectric | WAT | HY | 1 | 1921 |  |  | (OP) Operating | [6 empty] | Coos | 44.3889 | -71.1645 | Map | Map | ISNE
7595 | Great Lakes Hydro America LLC | 54639 | Berlin Gorham | IPP Non-CHP | NH | XP4 |  | 0.5 | 0.5 | 0.5 | Conventional Hydroelectric | WAT | HY | 1 | 1921 |  |  | (OP) Operating | [6 empty] | Coos | 44.3889 | -71.1645 | Map | Map | ISNE
7595 | Great Lakes Hydro America LLC | 54639 | Berlin Gorham | IPP Non-CHP | NH | XP5 |  | 0.7 | 0.7 | 0.7 | Conventional Hydroelectric | WAT | HY | 1 | 1924 |  |  | (OP) Operating | [6 empty] | Coos | 44.3889 | -71.1645 | Map | Map | ISNE
54842 | WM Renewable Energy LLC | 54663 | Turnkey Landfill Gas Recovery | IPP Non-CHP | NH | GEN1 |  | 0.8 | 0.8 | 0.8 | Landfill Gas | LFG | IC | 2 | 1992 |  |  | (OP) Operating | [6 empty] | Strafford | 43.2416 | -70.9664 | Map | Map | ISNE
54842 | WM Renewable Energy LLC | 54663 | Turnkey Landfill Gas Recovery | IPP Non-CHP | NH | GEN2 |  | 0.8 | 0.8 | 0.8 | Landfill Gas | LFG | IC | 2 | 1992 |  |  | (OP) Operating | [6 empty] | Strafford | 43.2416 | -70.9664 | Map | Map | ISNE
54842 | WM Renewable Energy LLC | 54663 | Turnkey Landfill Gas Recovery | IPP Non-CHP | NH | GEN3 |  | 0.8 | 0.8 | 0.8 | Landfill Gas | LFG | IC | 2 | 1992 |  |  | (OP) Operating | [6 empty] | Strafford | 43.2416 | -70.9664 | Map | Map | ISNE
54842 | WM Renewable Energy LLC | 54663 | Turnkey Landfill Gas Recovery | IPP Non-CHP | NH | GEN4 |  | 0.8 | 0.8 | 0.8 | Landfill Gas | LFG | IC | 9 | 1993 |  |  | (OP) Operating | [6 empty] | Strafford | 43.2416 | -70.9664 | Map | Map | ISNE
54842 | WM Renewable Energy LLC | 54663 | Turnkey Landfill Gas Recovery | IPP Non-CHP | NH | GEN5 |  | 3 | 2.9 | 3.3 | Landfill Gas | LFG | GT | 12 | 1997 |  |  | (OP) Operating | [6 empty] | Strafford | 43.2416 | -70.9664 | Map | Map | ISNE
54842 | WM Renewable Energy LLC | 54663 | Turnkey Landfill Gas Recovery | IPP Non-CHP | NH | GEN6 |  | 3 | 2.9 | 3.3 | Landfill Gas | LFG | GT | 12 | 1997 |  |  | (OP) Operating | [6 empty] | Strafford | 43.2416 | -70.9664 | Map | Map | ISNE
57249 | EPP Renewable Energy | 55006 | Nashua Plant | IPP Non-CHP | NH | UNT2 |  | 0.8 | 0.7 | 0.7 | Landfill Gas | LFG | IC | 4 | 1996 |  |  | (OP) Operating | [6 empty] | Hillsborough | 42.7323 | -71.5224 | Map | Map | ISNE
57249 | EPP Renewable Energy | 55006 | Nashua Plant | IPP Non-CHP | NH | UNT3 |  | 1.6 | 1.5 | 1.5 | Landfill Gas | LFG | IC | 3 | 2016 |  |  | (OP) Operating | [6 empty] | Hillsborough | 42.7323 | -71.5224 | Map | Map | ISNE
88 | Granite Ridge Energy LLC | 55170 | Granite Ridge | IPP Non-CHP | NH | CT11 | CC1 | 260 | 222 | 263 | Natural Gas Fired Combined Cycle | NG | CT | 3 | 2003 |  |  | (OP) Operating | [6 empty] | Rockingham | 42.9042 | -71.4261 | Map | Map | ISNE
88 | Granite Ridge Energy LLC | 55170 | Granite Ridge | IPP Non-CHP | NH | CT12 | CC1 | 260 | 222 | 263 | Natural Gas Fired Combined Cycle | NG | CT | 3 | 2003 |  |  | (OP) Operating | [6 empty] | Rockingham | 42.9042 | -71.4261 | Map | Map | ISNE
88 | Granite Ridge Energy LLC | 55170 | Granite Ridge | IPP Non-CHP | NH | STG | CC1 | 270 | 234 | 271 | Natural Gas Fired Combined Cycle | NG | CA | 3 | 2003 |  |  | (OP) Operating | [6 empty] | Rockingham | 42.9042 | -71.4261 | Map | Map | ISNE
13538 | Essential Power Newington LLC | 55661 | Essential Power Newington LLC | IPP Non-CHP | NH | GT-1 | CC1 | 185.6 | 161 | 195 | Natural Gas Fired Combined Cycle | NG | CT | 10 | 2002 |  |  | (OP) Operating | [6 empty] | Rockingham | 43.1047 | -70.8061 | Map | Map | ISNE
13538 | Essential Power Newington LLC | 55661 | Essential Power Newington LLC | IPP Non-CHP | NH | GT-2 | CC1 | 185.6 | 161 | 195 | Natural Gas Fired Combined Cycle | NG | CT | 10 | 2002 |  |  | (OP) Operating | [6 empty] | Rockingham | 43.1047 | -70.8061 | Map | Map | ISNE
13538 | Essential Power Newington LLC | 55661 | Essential Power Newington LLC | IPP Non-CHP | NH | ST | CC1 | 234.3 | 231 | 233 | Natural Gas Fired Combined Cycle | NG | CA | 10 | 2002 |  |  | (OP) Operating | [6 empty] | Rockingham | 43.1047 | -70.8061 | Map | Map | ISNE
15399 | Avangrid Renewables LLC | 56399 | Lempster Wind LLC | IPP Non-CHP | NH | 1 |  | 24 | 24 | 24 | Onshore Wind Turbine | WND | WT | 12 | 2008 |  |  | (OP) Operating | [6 empty] | Sullivan | 43.233 | -72.1455 | Map | Map | ISNE
57378 | Granite Reliable Power | 58004 | Granite Reliable Power | IPP Non-CHP | NH | 1 |  | 99 | 99 | 99 | Onshore Wind Turbine | WND | WT | 2 | 2012 |  |  | (OP) Operating | [6 empty] | Coos | 44.7044 | -71.2925 | Map | Map | ISNE
57430 | Berlin Station, LLC | 58054 | Burgess BioPower | IPP Non-CHP | NH | ST01 |  | 75 | 67.5 | 67.5 | Wood/Wood Waste Biomass | WDS | ST | 11 | 2013 |  |  | (OP) Operating | [6 empty] | Coos | 44.4719 | -71.1753 | Map | Map | ISNE
15399 | Avangrid Renewables LLC | 58141 | Groton Wind LLC | IPP Non-CHP | NH | 1 |  | 48 | 48 | 48 | Onshore Wind Turbine | WND | WT | 12 | 2012 |  |  | (OP) Operating | [6 empty] | Grafton | 43.7681 | -71.8189 | Map | Map | ISNE
58099 | Emcor Energy Services | 58180 | UNH 7.9 MW Plant | Commercial CHP | NH | 1 |  | 7.9 | 7.9 | 7.9 | Landfill Gas | LFG | GT | 9 | 2006 |  |  | (OP) Operating | [6 empty] | Strafford | 43.1367 | -70.9361 | Map | Map | ISNE
58550 | Indeck Energy-Alexandria, LLC | 58595 | Indeck Energy-Alexandria | IPP Non-CHP | NH | GEN1 |  | 16 | 15.2 | 15.2 | Wood/Wood Waste Biomass | WDS | ST | 11 | 2008 |  |  | (OP) Operating | [6 empty] | Grafton | 43.5608 | -71.7806 | Map | Map | ISNE
57280 | Eagle Creek RE LLC | 58712 | Stevens Mills Hydroelectric Project | IPP Non-CHP | NH | 1G |  | 0.2 | 0.2 | 0.2 | Conventional Hydroelectric | WAT | HY | 1 | 1985 |  |  | (OP) Operating | [6 empty] | Merrimack | 43.4461 | -71.6444 | Map | Map | ISNE
57280 | Eagle Creek RE LLC | 58712 | Stevens Mills Hydroelectric Project | IPP Non-CHP | NH | 3G |  | 1.9 | 1.8 | 1.8 | Conventional Hydroelectric | WAT | HY | 1 | 1985 |  |  | (OP) Operating | [6 empty] | Merrimack | 43.4461 | -71.6444 | Map | Map | ISNE
58891 | Jericho Power LLC | 59070 | Jericho Power | IPP Non-CHP | NH | WT 1 |  | 14.3 | 12.1 | 12.1 | Onshore Wind Turbine | WND | WT | 1 | 2016 |  |  | (OP) Operating | [6 empty] | Coos | 44.4669 | -71.225 | Map | Map | ISNE
4566 | Crotched Mt Rehab Ctr Inc | 54515 | Crotched Mountain Rehabilitation Center | Commercial CHP | NH | GEN1 |  | 0.7 | 0.7 | 0.7 | Petroleum Liquids | DFO | IC | 2 | 1990 |  |  | (SB) Standby/Backup: available for service but not normally used | [6 empty] | Hillsborough | 42.9717 | -71.8727 | Map | Map | ISNE
4566 | Crotched Mt Rehab Ctr Inc | 54515 | Crotched Mountain Rehabilitation Center | Commercial CHP | NH | GEN2 |  | 0.7 | 0.7 | 0.7 | Petroleum Liquids | DFO | IC | 2 | 1990 |  |  | (SB) Standby/Backup: available for service but not normally used | [6 empty] | Hillsborough | 42.9717 | -71.8727 | Map | Map | ISNE
4566 | Crotched Mt Rehab Ctr Inc | 54515 | Crotched Mountain Rehabilitation Center | Commercial CHP | NH | GEN3 |  | 0.7 | 0.7 | 0.7 | Petroleum Liquids | DFO | IC | 2 | 1990 |  |  | (SB) Standby/Backup: available for service but not normally used | [6 empty] | Hillsborough | 42.9717 | -71.8727 | Map | Map | ISNE
59190 | Plymouth State University | 54803 | Plymouth State College Cogeneration | Commercial CHP | NH | A |  | 1.2 | 1.2 | 1.2 | Petroleum Liquids | DFO | IC | 4 | 1994 |  |  | (SB) Standby/Backup: available for service but not normally used | [6 empty] | Grafton | 43.7644 | -71.6881 | Map | Map | ISNE
59190 | Plymouth State University | 54803 | Plymouth State College Cogeneration | Commercial CHP | NH | B |  | 1.6 | 1.6 | 1.6 | Petroleum Liquids | DFO | IC | 8 | 2000 |  |  | (SB) Standby/Backup: available for service but not normally used | [6 empty] | Grafton | 43.7644 | -71.6881 | Map | Map | ISNE
60557 | PB Nutclif Master, LLC | 10123 | Hoffmann LaRoche | Industrial CHP | NJ | TG01 |  | 5.3 | 4.1 | 5.3 | Natural Gas Fired Combustion Turbine | NG | GT | 5 | 2004 |  |  | (OA) Out of service but expected to return to service in next calendar year | [6 empty] | Essex | 40.8359 | -74.155 | Map | Map | PJM
60557 | PB Nutclif Master, LLC | 10123 | Hoffmann LaRoche | Industrial CHP | NJ | TG03 |  | 5.3 | 4.1 | 5.3 | Natural Gas Fired Combustion Turbine | NG | GT | 5 | 2004 |  |  | (OA) Out of service but expected to return to service in next calendar year | [6 empty] | Essex | 40.8359 | -74.155 | Map | Map | PJM
12311 | Merck & Co Inc | 10224 | Merck Rahway Power Plant | Industrial CHP | NJ | GEN8 |  | 5 | 4.8 | 4.8 | Natural Gas Steam Turbine | NG | ST | 1 | 1977 |  |  | (OA) Out of service but expected to return to service in next calendar year | [6 empty] | Union | 40.6156 | -74.2653 | Map | Map | PJM
14539 | Passaic Valley Water Comm | 50311 | Passaic Valley Water Commission | IPP Non-CHP | NJ | GEN1 |  | 0.6 | 0.6 | 0.6 | Conventional Hydroelectric | WAT | HY | 1 | 1935 |  |  | (OA) Out of service but expected to return to service in next calendar year | [6 empty] | Passaic | 40.8833 | -74.23 | Map | Map | PJM
14539 | Passaic Valley Water Comm | 50311 | Passaic Valley Water Commission | IPP Non-CHP | NJ | GEN2 |  | 0.6 | 0.6 | 0.6 | Conventional Hydroelectric | WAT | HY | 1 | 1935 |  |  | (OA) Out of service but expected to return to service in next calendar year | [6 empty] | Passaic | 40.8833 | -74.23 | Map | Map | PJM
14539 | Passaic Valley Water Comm | 50311 | Passaic Valley Water Commission | IPP Non-CHP | NJ | GEN3 |  | 0.6 | 0.6 | 0.6 | Conventional Hydroelectric | WAT | HY | 1 | 1935 |  |  | (OA) Out of service but expected to return to service in next calendar year | [6 empty] | Passaic | 40.8833 | -74.23 | Map | Map | PJM
14539 | Passaic Valley Water Comm | 50311 | Passaic Valley Water Commission | IPP Non-CHP | NJ | GEN4 |  | 0.6 | 0.6 | 0.6 | Conventional Hydroelectric | WAT | HY | 1 | 1935 |  |  | (OA) Out of service but expected to return to service in next calendar year | [6 empty] | Passaic | 40.8833 | -74.23 | Map | Map | PJM
57130 | Janssen Pharmaceutical Co | 59055 | Rariton OMP | IPP Non-CHP | NJ | CHP1 |  | 3 | 3 | 3 | Natural Gas Internal Combustion Engine | NG | IC | 2 | 2009 |  |  | (OA) Out of service but expected to return to service in next calendar year | [6 empty] | Somerset | 40.5744 | -74.6481 | Map | Map | PJM
55768 | RC Cape May Holdings LLC | 2378 | B L England | IPP Non-CHP | NJ | 2 |  | 163.2 | 150 | 150 | Conventional Steam Coal | BIT | ST | 11 | 1964 |  |  | (OP) Operating |  |  |  | 2021 | 6 | 15 | Cape May | 39.2908 | -74.6364 | Map | Map | PJM
55768 | RC Cape May Holdings LLC | 2378 | B L England | IPP Non-CHP | NJ | 3 |  | 176.4 | 146 | 146 | Petroleum Liquids | RFO | ST | 12 | 1974 |  |  | (OP) Operating | [6 empty] | Cape May | 39.2908 | -74.6364 | Map | Map | PJM
56606 | Calpine New Jersey Generation LLC | 2379 | Carlls Corner | IPP Non-CHP | NJ | CA1 |  | 41.9 | 37.4 | 45.3 | Natural Gas Fired Combustion Turbine | NG | GT | 4 | 1973 |  |  | (OP) Operating | [6 empty] | Cumberland | 39.4547 | -75.2014 | Map | Map | PJM
56606 | Calpine New Jersey Generation LLC | 2379 | Carlls Corner | IPP Non-CHP | NJ | CA2 |  | 41.9 | 41.2 | 49.8 | Natural Gas Fired Combustion Turbine | NG | GT | 5 | 1973 |  |  | (OP) Operating | [6 empty] | Cumberland | 39.4547 | -75.2014 | Map | Map | PJM
55951 | Exelon Nuclear | 2388 | Oyster Creek | IPP Non-CHP | NJ | 1 |  | 550 | 607.7 | 637 | Nuclear | NUC | ST | 12 | 1969 | 9 | 2018 | (OP) Operating | [6 empty] | Ocean | 39.8143 | -74.2062 | Map | Map | PJM
17235 | NRG REMA LLC | 2390 | Sayreville | IPP Non-CHP | NJ | GT1 |  | 53 | 50 | 70 | Natural Gas Fired Combustion Turbine | NG | GT | 3 | 1972 |  |  | (OP) Operating | [6 empty] | Middlesex | 40.4765 | -74.3523 | Map | Map | PJM
17235 | NRG REMA LLC | 2390 | Sayreville | IPP Non-CHP | NJ | GT2 |  | 53 | 50 | 70 | Natural Gas Fired Combustion Turbine | NG | GT | 3 | 1972 |  |  | (OP) Operating | [6 empty] | Middlesex | 40.4765 | -74.3523 | Map | Map | PJM
17235 | NRG REMA LLC | 2390 | Sayreville | IPP Non-CHP | NJ | GT3 |  | 53 | 50 | 70 | Natural Gas Fired Combustion Turbine | NG | GT | 6 | 1972 |  |  | (OP) Operating | [6 empty] | Middlesex | 40.4765 | -74.3523 | Map | Map | PJM
17235 | NRG REMA LLC | 2390 | Sayreville | IPP Non-CHP | NJ | GT4 |  | 53 | 50 | 70 | Natural Gas Fired Combustion Turbine | NG | GT | 10 | 1973 |  |  | (OP) Operating | [6 empty] | Middlesex | 40.4765 | -74.3523 | Map | Map | PJM
17235 | NRG REMA LLC | 2393 | Gilbert | IPP Non-CHP | NJ | 4 | CC1 | 54 | 47 | 56 | Natural Gas Fired Combined Cycle | NG | CT | 1 | 1974 |  |  | (OP) Operating | [6 empty] | Hunterdon | 40.5658 | -75.1639 | Map | Map | PJM
17235 | NRG REMA LLC | 2393 | Gilbert | IPP Non-CHP | NJ | 5 | CC1 | 54 | 47 | 56 | Natural Gas Fired Combined Cycle | NG | CT | 4 | 1974 |  |  | (OP) Operating | [6 empty] | Hunterdon | 40.5658 | -75.1639 | Map | Map | PJM
17235 | NRG REMA LLC | 2393 | Gilbert | IPP Non-CHP | NJ | 6 | CC1 | 54 | 49 | 56 | Natural Gas Fired Combined Cycle | NG | CT | 4 | 1974 |  |  | (OP) Operating | [6 empty] | Hunterdon | 40.5658 | -75.1639 | Map | Map | PJM
17235 | NRG REMA LLC | 2393 | Gilbert | IPP Non-CHP | NJ | 7 | CC1 | 54 | 47 | 56 | Natural Gas Fired Combined Cycle | NG | CT | 5 | 1974 |  |  | (OP) Operating | [6 empty] | Hunterdon | 40.5658 | -75.1639 | Map | Map | PJM
17235 | NRG REMA LLC | 2393 | Gilbert | IPP Non-CHP | NJ | 8 | CC1 | 135 | 104 | 108 | Natural Gas Fired Combined Cycle | NG | CA | 5 | 1977 |  |  | (OP) Operating | [6 empty] | Hunterdon | 40.5658 | -75.1639 | Map | Map | PJM
17235 | NRG REMA LLC | 2393 | Gilbert | IPP Non-CHP | NJ | 9 |  | 161 | 150 | 167 | Natural Gas Fired Combustion Turbine | NG | GT | 7 | 1996 |  |  | (OP) Operating | [6 empty] | Hunterdon | 40.5658 | -75.1639 | Map | Map | PJM
15147 | PSEG Fossil LLC | 2398 | Bergen Generating Station | IPP Non-CHP | NJ | 1101 | CC1 | 112.5 | 110 | 110 | Natural Gas Fired Combined Cycle | NG | CT | 6 | 1995 |  |  | (OP) Operating | [6 empty] | Bergen | 40.8375 | -74.0244 | Map | Map | PJM
15147 | PSEG Fossil LLC | 2398 | Bergen Generating Station | IPP Non-CHP | NJ | 1201 | CC1 | 112.5 | 110 | 110 | Natural Gas Fired Combined Cycle | NG | CT | 6 | 1995 |  |  | (OP) Operating | [6 empty] | Bergen | 40.8375 | -74.0244 | Map | Map | PJM
15147 | PSEG Fossil LLC | 2398 | Bergen Generating Station | IPP Non-CHP | NJ | 1301 | CC1 | 112.5 | 110 | 110 | Natural Gas Fired Combined Cycle | NG | CT | 6 | 1995 |  |  | (OP) Operating | [6 empty] | Bergen | 40.8375 | -74.0244 | Map | Map | PJM
15147 | PSEG Fossil LLC | 2398 | Bergen Generating Station | IPP Non-CHP | NJ | 1401 | CC1 | 112.5 | 110 | 110 | Natural Gas Fired Combined Cycle | NG | CT | 6 | 1995 |  |  | (OP) Operating | [6 empty] | Bergen | 40.8375 | -74.0244 | Map | Map | PJM
15147 | PSEG Fossil LLC | 2398 | Bergen Generating Station | IPP Non-CHP | NJ | 1501 | CC1 | 325.2 | 198 | 198 | Natural Gas Fired Combined Cycle | NG | CA | 5 | 1959 |  |  | (OP) Operating | [6 empty] | Bergen | 40.8375 | -74.0244 | Map | Map | PJM
15147 | PSEG Fossil LLC | 2398 | Bergen Generating Station | IPP Non-CHP | NJ | 2101 | CC1 | 183.6 | 177.3 | 177.3 | Natural Gas Fired Combined Cycle | NG | CT | 6 | 2002 |  |  | (OP) Operating | [6 empty] | Bergen | 40.8375 | -74.0244 | Map | Map | PJM
15147 | PSEG Fossil LLC | 2398 | Bergen Generating Station | IPP Non-CHP | NJ | 2201 | CC1 | 183.6 | 177.3 | 177.3 | Natural Gas Fired Combined Cycle | NG | CT | 6 | 2002 |  |  | (OP) Operating | [6 empty] | Bergen | 40.8375 | -74.0244 | Map | Map | PJM
15147 | PSEG Fossil LLC | 2398 | Bergen Generating Station | IPP Non-CHP | NJ | 2301 | CC1 | 258.4 | 236.4 | 236.4 | Natural Gas Fired Combined Cycle | NG | CA | 6 | 2002 |  |  | (OP) Operating | [6 empty] | Bergen | 40.8375 | -74.0244 | Map | Map | PJM
15147 | PSEG Fossil LLC | 2399 | PSEG Burlington Generating Station | IPP Non-CHP | NJ | 121 |  | 60.5 | 42 | 42 | Natural Gas Fired Combustion Turbine | NG | GT | 6 | 2000 |  |  | (OP) Operating | [6 empty] | Burlington | 40.0766 | -74.8792 | Map | Map | PJM
15147 | PSEG Fossil LLC | 2399 | PSEG Burlington Generating Station | IPP Non-CHP | NJ | 122 |  | 60.5 | 42 | 42 | Natural Gas Fired Combustion Turbine | NG | GT | 6 | 2000 |  |  | (OP) Operating | [6 empty] | Burlington | 40.0766 | -74.8792 | Map | Map | PJM
15147 | PSEG Fossil LLC | 2399 | PSEG Burlington Generating Station | IPP Non-CHP | NJ | 123 |  | 60.5 | 42 | 42 | Natural Gas Fired Combustion Turbine | NG | GT | 6 | 2000 |  |  | (OP) Operating | [6 empty] | Burlington | 40.0766 | -74.8792 | Map | Map | PJM
15147 | PSEG Fossil LLC | 2399 | PSEG Burlington Generating Station | IPP Non-CHP | NJ | 124 |  | 60.5 | 42 | 42 | Natural Gas Fired Combustion Turbine | NG | GT | 6 | 2000 |  |  | (OP) Operating | [6 empty] | Burlington | 40.0766 | -74.8792 | Map | Map | PJM
15147 | PSEG Fossil LLC | 2401 | PSEG Essex Generating Station | IPP Non-CHP | NJ | 9 |  | 93.6 | 81 | 81 | Natural Gas Fired Combustion Turbine | NG | GT | 7 | 1990 |  |  | (OP) Operating | [6 empty] | Essex | 40.7372 | -74.1206 | Map | Map | PJM
15147 | PSEG Fossil LLC | 2404 | PSEG Kearny Generating Station | IPP Non-CHP | NJ | 131 |  | 60.5 | 46.9 | 46.9 | Natural Gas Fired Combustion Turbine | NG | GT | 6 | 2012 |  |  | (OP) Operating | [6 empty] | Hudson | 40.7373 | -74.0965 | Map | Map | PJM
15147 | PSEG Fossil LLC | 2404 | PSEG Kearny Generating Station | IPP Non-CHP | NJ | 132 |  | 60.5 | 46.9 | 46.9 | Natural Gas Fired Combustion Turbine | NG | GT | 6 | 2012 |  |  | (OP) Operating | [6 empty] | Hudson | 40.7373 | -74.0965 | Map | Map | PJM
15147 | PSEG Fossil LLC | 2404 | PSEG Kearny Generating Station | IPP Non-CHP | NJ | 133 |  | 60.5 | 46.9 | 46.9 | Natural Gas Fired Combustion Turbine | NG | GT | 6 | 2012 |  |  | (OP) Operating | [6 empty] | Hudson | 40.7373 | -74.0965 | Map | Map | PJM
15147 | PSEG Fossil LLC | 2404 | PSEG Kearny Generating Station | IPP Non-CHP | NJ | 134 |  | 60.5 | 46.9 | 46.9 | Natural Gas Fired Combustion Turbine | NG | GT | 6 | 2012 |  |  | (OP) Operating | [6 empty] | Hudson | 40.7373 | -74.0965 | Map | Map | PJM
15147 | PSEG Fossil LLC | 2404 | PSEG Kearny Generating Station | IPP Non-CHP | NJ | 141 |  | 60.5 | 46.9 | 46.9 | Natural Gas Fired Combustion Turbine | NG | GT | 6 | 2012 |  |  | (OP) Operating | [6 empty] | Hudson | 40.7373 | -74.0965 | Map | Map | PJM
15147 | PSEG Fossil LLC | 2404 | PSEG Kearny Generating Station | IPP Non-CHP | NJ | 142 |  | 60.5 | 46.9 | 46.9 | Natural Gas Fired Combustion Turbine | NG | GT | 6 | 2012 |  |  | (OP) Operating | [6 empty] | Hudson | 40.7373 | -74.0965 | Map | Map | PJM
15147 | PSEG Fossil LLC | 2404 | PSEG Kearny Generating Station | IPP Non-CHP | NJ | N121 |  | 60.5 | 44.5 | 44.5 | Natural Gas Fired Combustion Turbine | NG | GT | 8 | 2001 |  |  | (OP) Operating | [6 empty] | Hudson | 40.7373 | -74.0965 | Map | Map | PJM
15147 | PSEG Fossil LLC | 2404 | PSEG Kearny Generating Station | IPP Non-CHP | NJ | N122 |  | 60.5 | 44.5 | 44.5 | Natural Gas Fired Combustion Turbine | NG | GT | 8 | 2001 |  |  | (OP) Operating | [6 empty] | Hudson | 40.7373 | -74.0965 | Map | Map | PJM
15147 | PSEG Fossil LLC | 2404 | PSEG Kearny Generating Station | IPP Non-CHP | NJ | N123 |  | 60.5 | 44.5 | 44.5 | Natural Gas Fired Combustion Turbine | NG | GT | 8 | 2001 |  |  | (OP) Operating | [6 empty] | Hudson | 40.7373 | -74.0965 | Map | Map | PJM
15147 | PSEG Fossil LLC | 2404 | PSEG Kearny Generating Station | IPP Non-CHP | NJ | N124 |  | 60.5 | 44.5 | 44.5 | Natural Gas Fired Combustion Turbine | NG | GT | 8 | 2001 |  |  | (OP) Operating | [6 empty] | Hudson | 40.7373 | -74.0965 | Map | Map | PJM
15147 | PSEG Fossil LLC | 2406 | PSEG Linden Generating Station | IPP Non-CHP | NJ | 1001 | CC1 | 315 | 238.4 | 238.4 | Natural Gas Fired Combined Cycle | NG | CA | 4 | 2006 |  |  | (OP) Operating | [6 empty] | Union | 40.6217 | -74.2072 | Map | Map | PJM
15147 | PSEG Fossil LLC | 2406 | PSEG Linden Generating Station | IPP Non-CHP | NJ | 1101 | CC1 | 181.4 | 188.3 | 188.3 | Natural Gas Fired Combined Cycle | NG | CT | 4 | 2006 |  |  | (OP) Operating | [6 empty] | Union | 40.6217 | -74.2072 | Map | Map | PJM
15147 | PSEG Fossil LLC | 2406 | PSEG Linden Generating Station | IPP Non-CHP | NJ | 1201 | CC1 | 181.4 | 188.3 | 188.3 | Natural Gas Fired Combined Cycle | NG | CT | 4 | 2006 |  |  | (OP) Operating | [6 empty] | Union | 40.6217 | -74.2072 | Map | Map | PJM
15147 | PSEG Fossil LLC | 2406 | PSEG Linden Generating Station | IPP Non-CHP | NJ | 2001 | CC2 | 315 | 238.4 | 238.4 | Natural Gas Fired Combined Cycle | NG | CA | 4 | 2006 |  |  | (OP) Operating | [6 empty] | Union | 40.6217 | -74.2072 | Map | Map | PJM
15147 | PSEG Fossil LLC | 2406 | PSEG Linden Generating Station | IPP Non-CHP | NJ | 2101 | CC2 | 181.4 | 188.3 | 188.3 | Natural Gas Fired Combined Cycle | NG | CT | 4 | 2006 |  |  | (OP) Operating | [6 empty] | Union | 40.6217 | -74.2072 | Map | Map | PJM
15147 | PSEG Fossil LLC | 2406 | PSEG Linden Generating Station | IPP Non-CHP | NJ | 2201 | CC2 | 181.4 | 188.3 | 188.3 | Natural Gas Fired Combined Cycle | NG | CT | 4 | 2006 |  |  | (OP) Operating | [6 empty] | Union | 40.6217 | -74.2072 | Map | Map | PJM
15147 | PSEG Fossil LLC | 2406 | PSEG Linden Generating Station | IPP Non-CHP | NJ | 5 |  | 96.1 | 86 | 86 | Natural Gas Fired Combustion Turbine | NG | GT | 6 | 2000 |  |  | (OP) Operating | [6 empty] | Union | 40.6217 | -74.2072 | Map | Map | PJM
15147 | PSEG Fossil LLC | 2406 | PSEG Linden Generating Station | IPP Non-CHP | NJ | 6 |  | 96.1 | 86 | 86 | Natural Gas Fired Combustion Turbine | NG | GT | 6 | 2000 |  |  | (OP) Operating | [6 empty] | Union | 40.6217 | -74.2072 | Map | Map | PJM
15147 | PSEG Fossil LLC | 2406 | PSEG Linden Generating Station | IPP Non-CHP | NJ | 7 |  | 96.1 | 84 | 84 | Natural Gas Fired Combustion Turbine | NG | GT | 6 | 1995 |  |  | (OP) Operating | [6 empty] | Union | 40.6217 | -74.2072 | Map | Map | PJM
15147 | PSEG Fossil LLC | 2406 | PSEG Linden Generating Station | IPP Non-CHP | NJ | 8 |  | 96.1 | 80.2 | 80.2 | Natural Gas Fired Combustion Turbine | NG | GT | 6 | 1995 |  |  | (OP) Operating | [6 empty] | Union | 40.6217 | -74.2072 | Map | Map | PJM
15478 | PSEG Nuclear LLC | 2410 | PSEG Salem Generating Station | IPP Non-CHP | NJ | 1 |  | 1170 | 1170.2 | 1170.2 | Nuclear | NUC | ST | 6 | 1977 |  |  | (OP) Operating | [6 empty] | Salem | 39.4625 | -75.5358 | Map | Map | PJM
15478 | PSEG Nuclear LLC | 2410 | PSEG Salem Generating Station | IPP Non-CHP | NJ | 2 |  | 1170 | 1158 | 1158 | Nuclear | NUC | ST | 10 | 1981 |  |  | (OP) Operating | [6 empty] | Salem | 39.4625 | -75.5358 | Map | Map | PJM
15147 | PSEG Fossil LLC | 2411 | PSEG Sewaren Generating Station | IPP Non-CHP | NJ | 1 |  | 110.7 | 102.8 | 102.8 | Natural Gas Steam Turbine | NG | ST | 12 | 1948 | 5 | 2018 | (OP) Operating | [6 empty] | Middlesex | 40.5558 | -74.2469 | Map | Map | PJM
15147 | PSEG Fossil LLC | 2411 | PSEG Sewaren Generating Station | IPP Non-CHP | NJ | 2 |  | 107.5 | 118 | 118 | Natural Gas Steam Turbine | NG | ST | 11 | 1948 | 5 | 2018 | (OP) Operating | [6 empty] | Middlesex | 40.5558 | -74.2469 | Map | Map | PJM
15147 | PSEG Fossil LLC | 2411 | PSEG Sewaren Generating Station | IPP Non-CHP | NJ | 3 |  | 107.5 | 106.2 | 106.2 | Natural Gas Steam Turbine | NG | ST | 10 | 1949 | 5 | 2018 | (OP) Operating | [6 empty] | Middlesex | 40.5558 | -74.2469 | Map | Map | PJM
15147 | PSEG Fossil LLC | 2411 | PSEG Sewaren Generating Station | IPP Non-CHP | NJ | 4 |  | 126.5 | 123.6 | 123.6 | Natural Gas Steam Turbine | NG | ST | 7 | 1951 | 5 | 2018 | (OP) Operating | [6 empty] | Middlesex | 40.5558 | -74.2469 | Map | Map | PJM
19856 | City of Vineland - (NJ) | 2434 | Howard Down | Electric Utility | NJ | 11 |  | 68.2 | 55 | 60 | Natural Gas Fired Combustion Turbine | NG | GT | 6 | 2012 |  |  | (OP) Operating | [6 empty] | Cumberland | 39.4889 | -75.0347 | Map | Map | PJM
56606 | Calpine New Jersey Generation LLC | 5083 | Cumberland (NJ) | IPP Non-CHP | NJ | CUMB |  | 99.4 | 86.6 | 104.1 | Natural Gas Fired Combustion Turbine | NG | GT | 5 | 1990 |  |  | (OP) Operating | [6 empty] | Cumberland | 39.3757 | -74.9654 | Map | Map | PJM
56606 | Calpine New Jersey Generation LLC | 5083 | Cumberland (NJ) | IPP Non-CHP | NJ | CUMB2 |  | 131.8 | 96.5 | 102 | Natural Gas Fired Combustion Turbine | NG | GT | 6 | 2009 |  |  | (OP) Operating | [6 empty] | Cumberland | 39.3757 | -74.9654 | Map | Map | PJM
15478 | PSEG Nuclear LLC | 6118 | PSEG Hope Creek Generating Station | IPP Non-CHP | NJ | 1 |  | 1290.7 | 1172 | 1172 | Nuclear | NUC | ST | 12 | 1986 |  |  | (OP) Operating |  |  |  | 2018 | 5 | 18 | Salem | 39.4666 | -75.5377 | Map | Map | PJM
9726 | Jersey Central Power & Lt Co | 6522 | Yards Creek | Electric Utility | NJ | 1 |  | 151 | 140 | 140 | Hydroelectric Pumped Storage | WAT | PS | 11 | 1965 |  |  | (OP) Operating | [6 empty] | Warren | 41.0006 | -75.0314 | Map | Map | PJM
9726 | Jersey Central Power & Lt Co | 6522 | Yards Creek | Electric Utility | NJ | 2 |  | 151 | 140 | 140 | Hydroelectric Pumped Storage | WAT | PS | 12 | 1965 |  |  | (OP) Operating | [6 empty] | Warren | 41.0006 | -75.0314 | Map | Map | PJM
9726 | Jersey Central Power & Lt Co | 6522 | Yards Creek | Electric Utility | NJ | 3 |  | 151 | 140 | 140 | Hydroelectric Pumped Storage | WAT | PS | 9 | 1965 |  |  | (OP) Operating | [6 empty] | Warren | 41.0006 | -75.0314 | Map | Map | PJM
19856 | City of Vineland - (NJ) | 6776 | West Station (NJ) | Electric Utility | NJ | 1 |  | 27 | 22.9 | 27.4 | Petroleum Liquids | DFO | GT | 6 | 1972 |  |  | (OP) Operating | [6 empty] | Cumberland | 39.4912 | -75.0486 | Map | Map | PJM
61358 | Forked River Power, LLC | 7138 | Forked River | IPP Non-CHP | NJ | 1 |  | 38.4 | 32.6 | 43.6 | Natural Gas Fired Combustion Turbine | NG | GT | 6 | 1989 |  |  | (OP) Operating | [6 empty] | Ocean | 39.8154 | -74.2098 | Map | Map | PJM
61358 | Forked River Power, LLC | 7138 | Forked River | IPP Non-CHP | NJ | 2 |  | 38.4 | 30.7 | 40.4 | Natural Gas Fired Combustion Turbine | NG | GT | 7 | 1989 |  |  | (OP) Operating | [6 empty] | Ocean | 39.8154 | -74.2098 | Map | Map | PJM
56606 | Calpine New Jersey Generation LLC | 7288 | Sherman Avenue | IPP Non-CHP | NJ | SEHR |  | 112.8 | 82.4 | 99 | Natural Gas Fired Combustion Turbine | NG | GT | 5 | 1991 |  |  | (OP) Operating | [6 empty] | Cumberland | 39.451 | -75.0578 | Map | Map | PJM
4458 | Covanta Warren Energy Resource Co LP | 10012 | Covanta Warren Energy | IPP Non-CHP | NJ | 1 |  | 13.5 | 10 | 10.5 | Municipal Solid Waste | MSW | ST | 9 | 1988 |  |  | (OP) Operating | [6 empty] | Warren | 40.8205 | -75.0112 | Map | Map | PJM
14932 | US Operating Services Company | 10043 | Logan Generating Company LP | IPP CHP | NJ | GEN1 |  | 242.3 | 219 | 219 | Conventional Steam Coal | BIT | ST | 9 | 1994 |  |  | (OP) Operating | [6 empty] | Gloucester | 39.7928 | -75.4067 | Map | Map | PJM
11401 | Mars Wrigley Confectionery US, LLC | 10061 | Mars Wrigley Confectionery US, LLC | Industrial CHP | NJ | GEN1 | CC1 | 8.8 | 10 | 7.5 | Natural Gas Fired Combined Cycle | NG | CT | 5 | 1989 |  |  | (OP) Operating | [6 empty] | WARREN | 40.8625 | -74.825 | Map | Map | PJM
50160 | Pedricktown Cogeneration Company LP | 10099 | Pedricktown Cogeneration Company LP | IPP Non-CHP | NJ | GEN1 | CC1 | 92.1 | 115.3 | 115.1 | Natural Gas Fired Combined Cycle | NG | CT | 3 | 1992 |  |  | (OP) Operating | [6 empty] | Salem | 39.7668 | -75.4238 | Map | Map | PJM
50160 | Pedricktown Cogeneration Company LP | 10099 | Pedricktown Cogeneration Company LP | IPP Non-CHP | NJ | GEN2 | CC1 | 42.4 |  |  | Natural Gas Fired Combined Cycle | NG | CA | 3 | 1992 |  |  | (OP) Operating | [6 empty] | Salem | 39.7668 | -75.4238 | Map | Map | PJM
59069 | CIP II/AR Bridgewater Holdings LLC | 10122 | CIP II/AR Bridgewater Holdings - NJCOE | Commercial CHP | NJ | 02 |  | 5 | 4.1 | 4.1 | Natural Gas Fired Combustion Turbine | NG | GT | 11 | 2002 |  |  | (OP) Operating | [6 empty] | Somerset | 40.624 | -74.634 | Map | Map | PJM
12311 | Merck & Co Inc | 10224 | Merck Rahway Power Plant | Industrial CHP | NJ | GEN9 |  | 10.8 | 10 | 10.2 | Natural Gas Steam Turbine | NG | ST | 1 | 2004 |  |  | (OP) Operating | [6 empty] | Union | 40.6156 | -74.2653 | Map | Map | PJM
12311 | Merck & Co Inc | 10224 | Merck Rahway Power Plant | Industrial CHP | NJ | GEN9A |  | 5 | 4.5 | 4.5 | All Other | OTH | ST | 1 | 2018 |  |  | (OP) Operating | [6 empty] | Union | 40.6156 | -74.2653 | Map | Map | PJM
12311 | Merck & Co Inc | 10224 | Merck Rahway Power Plant | Industrial CHP | NJ | SOLAR |  | 0.5 | 0.5 | 0.5 | Solar Photovoltaic | SUN | PV | 12 | 2005 |  |  | (OP) Operating | [6 empty] | Union | 40.6156 | -74.2653 | Map | Map | PJM
22290 | North Jersey Energy Assoc LP | 10308 | Sayreville Cogeneration Facility | IPP Non-CHP | NJ | CT1 | CC1 | 143.4 | 112 | 127.8 | Natural Gas Fired Combined Cycle | NG | CT | 8 | 1991 |  |  | (OP) Operating | [6 empty] | Middlesex | 40.439 | -74.3444 | Map | Map | PJM
22290 | North Jersey Energy Assoc LP | 10308 | Sayreville Cogeneration Facility | IPP Non-CHP | NJ | CT2 | CC1 | 143.4 | 112 | 127.8 | Natural Gas Fired Combined Cycle | NG | CT | 8 | 1991 |  |  | (OP) Operating | [6 empty] | Middlesex | 40.439 | -74.3444 | Map | Map | PJM
22290 | North Jersey Energy Assoc LP | 10308 | Sayreville Cogeneration Facility | IPP Non-CHP | NJ | ST1 | CC1 | 143.4 | 68 | 77.5 | Natural Gas Fired Combined Cycle | NG | CA | 8 | 1991 |  |  | (OP) Operating | [6 empty] | Middlesex | 40.439 | -74.3444 | Map | Map | PJM
49966 | Covanta Camden Energy Recovery Center | 10435 | Camden Resource Recovery Facility | IPP Non-CHP | NJ | TGA |  | 17.5 | 16.5 | 16.5 | Municipal Solid Waste | MSW | ST | 3 | 1991 |  |  | (OP) Operating | [6 empty] | Camden | 39.9092 | -75.1169 | Map | Map | PJM
49966 | Covanta Camden Energy Recovery Center | 10435 | Camden Resource Recovery Facility | IPP Non-CHP | NJ | TGB |  | 17.5 | 16.5 | 16.5 | Municipal Solid Waste | MSW | ST | 3 | 1991 |  |  | (OP) Operating | [6 empty] | Camden | 39.9092 | -75.1169 | Map | Map | PJM
14932 | US Operating Services Company | 10566 | Chambers Cogeneration LP | IPP CHP | NJ | GEN1 |  | 285 | 244 | 242 | Conventional Steam Coal | BIT | ST | 3 | 1994 |  |  | (OP) Operating | [6 empty] | Salem | 39.6935 | -75.4858 | Map | Map | PJM
542 | Covanta Essex Company | 10643 | Covanta Essex Company | IPP Non-CHP | NJ | GEN1 |  | 34.9 | 30 | 30 | Municipal Solid Waste | MSW | ST | 11 | 1990 |  |  | (OP) Operating | [6 empty] | Essex | 40.7376 | -74.1255 | Map | Map | PJM
542 | Covanta Essex Company | 10643 | Covanta Essex Company | IPP Non-CHP | NJ | GEN2 |  | 34.9 | 30 | 30 | Municipal Solid Waste | MSW | ST | 11 | 1990 |  |  | (OP) Operating | [6 empty] | Essex | 40.7376 | -74.1255 | Map | Map | PJM
56516 | Morris Energy Operations Company, LLC | 10751 | Camden Plant Holding LLC | IPP Non-CHP | NJ | GEN1 | CC1 | 95.2 | 145 | 144.7 | Natural Gas Fired Combined Cycle | NG | CT | 2 | 1993 |  |  | (OP) Operating | [6 empty] | Camden | 39.9175 | -75.1192 | Map | Map | PJM
56516 | Morris Energy Operations Company, LLC | 10751 | Camden Plant Holding LLC | IPP Non-CHP | NJ | GEN2 | CC1 | 61.8 |  |  | Natural Gas Fired Combined Cycle | NG | CA | 2 | 1993 |  |  | (OP) Operating | [6 empty] | Camden | 39.9175 | -75.1192 | Map | Map | PJM
5530 | E F Kenilworth LLC | 10805 | Kenilworth Energy Facility | IPP CHP | NJ | GEN1 | G741 | 22 | 20 | 22 | Natural Gas Fired Combined Cycle | NG | CT | 3 | 1989 |  |  | (OP) Operating | [6 empty] | Union | 40.6781 | -74.2744 | Map | Map | PJM
5530 | E F Kenilworth LLC | 10805 | Kenilworth Energy Facility | IPP CHP | NJ | GEN2 | G741 | 6.8 | 4.5 | 5.5 | Natural Gas Fired Combined Cycle | NG | CA | 4 | 1989 |  |  | (OP) Operating | [6 empty] | Union | 40.6781 | -74.2744 | Map | Map | PJM
3890 | EFS Cogen Holdings I LLC | 50006 | Linden Cogen Plant | IPP CHP | NJ | GTG1 | CC1 | 95.2 | 99.6 | 100 | Natural Gas Fired Combined Cycle | NG | CT | 3 | 1992 |  |  | (OP) Operating | [6 empty] | Union | 40.6322 | -74.2156 | Map | Map | NYIS
3890 | EFS Cogen Holdings I LLC | 50006 | Linden Cogen Plant | IPP CHP | NJ | GTG2 | CC1 | 95.2 | 99.6 | 100 | Natural Gas Fired Combined Cycle | NG | CT | 3 | 1992 |  |  | (OP) Operating | [6 empty] | Union | 40.6322 | -74.2156 | Map | Map | NYIS
3890 | EFS Cogen Holdings I LLC | 50006 | Linden Cogen Plant | IPP CHP | NJ | GTG3 | CC1 | 95.2 | 99.6 | 100 | Natural Gas Fired Combined Cycle | NG | CT | 4 | 1992 |  |  | (OP) Operating | [6 empty] | Union | 40.6322 | -74.2156 | Map | Map | NYIS
3890 | EFS Cogen Holdings I LLC | 50006 | Linden Cogen Plant | IPP CHP | NJ | GTG4 | CC1 | 95.2 | 99.6 | 100 | Natural Gas Fired Combined Cycle | NG | CT | 3 | 1992 |  |  | (OP) Operating | [6 empty] | Union | 40.6322 | -74.2156 | Map | Map | NYIS
3890 | EFS Cogen Holdings I LLC | 50006 | Linden Cogen Plant | IPP CHP | NJ | GTG5 | CC1 | 95.2 | 99.6 | 100 | Natural Gas Fired Combined Cycle | NG | CT | 4 | 1992 |  |  | (OP) Operating | [6 empty] | Union | 40.6322 | -74.2156 | Map | Map | NYIS
3890 | EFS Cogen Holdings I LLC | 50006 | Linden Cogen Plant | IPP CHP | NJ | GTG6 | CC1 | 212.5 | 158.3 | 179.9 | Natural Gas Fired Combined Cycle | NG | CT | 1 | 2002 |  |  | (OP) Operating | [6 empty] | Union | 40.6322 | -74.2156 | Map | Map | NYIS
3890 | EFS Cogen Holdings I LLC | 50006 | Linden Cogen Plant | IPP CHP | NJ | STG1 | CC1 | 95.2 | 99.6 | 100 | Natural Gas Fired Combined Cycle | NG | CA | 3 | 1992 |  |  | (OP) Operating | [6 empty] | Union | 40.6322 | -74.2156 | Map | Map | NYIS
3890 | EFS Cogen Holdings I LLC | 50006 | Linden Cogen Plant | IPP CHP | NJ | STG2 | CC1 | 95.2 | 99.6 | 100 | Natural Gas Fired Combined Cycle | NG | CA | 3 | 1992 |  |  | (OP) Operating | [6 empty] | Union | 40.6322 | -74.2156 | Map | Map | NYIS
3890 | EFS Cogen Holdings I LLC | 50006 | Linden Cogen Plant | IPP CHP | NJ | STG3 | CC1 | 95.2 | 99.5 | 100 | Natural Gas Fired Combined Cycle | NG | CA | 4 | 1992 |  |  | (OP) Operating | [6 empty] | Union | 40.6322 | -74.2156 | Map | Map | NYIS
19148 | Veolia Energy Trenton L.P | 50094 | Veolia Energy Trenton L.P. | Commercial CHP | NJ | 7214 |  | 6 | 5.8 | 5.8 | Natural Gas Internal Combustion Engine | NG | IC | 12 | 1983 |  |  | (OP) Operating | [6 empty] | Mercer | 40.2167 | -74.7667 | Map | Map | PJM
55846 | Newark Bay Cogeneration Partnership LP | 50385 | Newark Bay Cogeneration Partnership LP | IPP Non-CHP | NJ | GEN1 | CC1 | 42 | 120.2 | 136.2 | Natural Gas Fired Combined Cycle | NG | CT | 5 | 1993 |  |  | (OP) Operating | [6 empty] | Essex | 40.7197 | -74.13 | Map | Map | PJM
55846 | Newark Bay Cogeneration Partnership LP | 50385 | Newark Bay Cogeneration Partnership LP | IPP Non-CHP | NJ | GEN2 | CC1 | 42 |  |  | Natural Gas Fired Combined Cycle | NG | CT | 4 | 1993 |  |  | (OP) Operating | [6 empty] | Essex | 40.7197 | -74.13 | Map | Map | PJM
55846 | Newark Bay Cogeneration Partnership LP | 50385 | Newark Bay Cogeneration Partnership LP | IPP Non-CHP | NJ | GEN3 | CC1 | 55 |  |  | Natural Gas Fired Combined Cycle | NG | CA | 6 | 1993 |  |  | (OP) Operating | [6 empty] | Essex | 40.7197 | -74.13 | Map | Map | PJM
58485 | Rutgers, The State University of NJ | 50411 | Rutgers Biomedical and Health Cogen | Commercial CHP | NJ | GEN1 |  | 3.5 | 3.4 | 3.7 | Natural Gas Fired Combustion Turbine | NG | GT | 7 | 1989 |  |  | (OP) Operating | [6 empty] | Essex | 40.7393 | -74.1876 | Map | Map | PJM
58485 | Rutgers, The State University of NJ | 50411 | Rutgers Biomedical and Health Cogen | Commercial CHP | NJ | GEN2 |  | 3.5 | 3.4 | 3.7 | Natural Gas Fired Combustion Turbine | NG | GT | 7 | 1989 |  |  | (OP) Operating | [6 empty] | Essex | 40.7393 | -74.1876 | Map | Map | PJM
58485 | Rutgers, The State University of NJ | 50411 | Rutgers Biomedical and Health Cogen | Commercial CHP | NJ | GEN3 |  | 3.5 | 3.4 | 3.7 | Natural Gas Fired Combustion Turbine | NG | GT | 7 | 1989 |  |  | (OP) Operating | [6 empty] | Essex | 40.7393 | -74.1876 | Map | Map | PJM
56516 | Morris Energy Operations Company, LLC | 50497 | Bayonne Plant Holding LLC | IPP CHP | NJ | GTG1 | CC1 | 43.4 | 163 | 179 | Natural Gas Fired Combined Cycle | NG | CT | 7 | 1988 | 6 | 2018 | (OP) Operating | [6 empty] | Hudson | 40.6553 | -74.1124 | Map | Map | PJM
56516 | Morris Energy Operations Company, LLC | 50497 | Bayonne Plant Holding LLC | IPP CHP | NJ | GTG2 | CC1 | 43.4 |  |  | Natural Gas Fired Combined Cycle | NG | CT | 7 | 1988 | 6 | 2018 | (OP) Operating | [6 empty] | Hudson | 40.6553 | -74.1124 | Map | Map | PJM
56516 | Morris Energy Operations Company, LLC | 50497 | Bayonne Plant Holding LLC | IPP CHP | NJ | GTG3 | CC1 | 43.4 |  |  | Natural Gas Fired Combined Cycle | NG | CT | 7 | 1988 | 6 | 2018 | (OP) Operating | [6 empty] | Hudson | 40.6553 | -74.1124 | Map | Map | PJM
56516 | Morris Energy Operations Company, LLC | 50497 | Bayonne Plant Holding LLC | IPP CHP | NJ | STG1 | CC1 | 61.4 |  |  | Natural Gas Fired Combined Cycle | NG | CA | 7 | 1988 | 6 | 2018 | (OP) Operating | [6 empty] | Hudson | 40.6553 | -74.1124 | Map | Map | PJM
49942 | Eagle Point Power Generation LLC | 50561 | Eagle Point Power Generation | IPP Non-CHP | NJ | GTG1 | CC1 | 90 | 85 | 90 | Natural Gas Fired Combined Cycle | NG | CT | 11 | 1990 |  |  | (OP) Operating | [6 empty] | Gloucester | 39.8746 | -75.1592 | Map | Map | PJM
49942 | Eagle Point Power Generation LLC | 50561 | Eagle Point Power Generation | IPP Non-CHP | NJ | GTG2 | CC1 | 90 | 85 | 90 | Natural Gas Fired Combined Cycle | NG | CT | 11 | 1990 |  |  | (OP) Operating | [6 empty] | Gloucester | 39.8746 | -75.1592 | Map | Map | PJM
49942 | Eagle Point Power Generation LLC | 50561 | Eagle Point Power Generation | IPP Non-CHP | NJ | STG1 | CC1 | 45 | 40 | 45 | Natural Gas Fired Combined Cycle | NG | CA | 4 | 1991 |  |  | (OP) Operating | [6 empty] | Gloucester | 39.8746 | -75.1592 | Map | Map | PJM
49942 | Eagle Point Power Generation LLC | 50561 | Eagle Point Power Generation | IPP Non-CHP | NJ | STG2 | CC1 | 26.8 | 26.8 | 26.8 | Natural Gas Fired Combined Cycle | NG | CA | 5 | 2016 |  |  | (OP) Operating | [6 empty] | Gloucester | 39.8746 | -75.1592 | Map | Map | PJM
19691 | Paulsboro Refining Company - LLC | 50628 | Paulsboro Refinery | Industrial CHP | NJ | GEN1 | UTI1 | 30.5 | 25 | 30.5 | Natural Gas Fired Combustion Turbine | NG | GT | 9 | 1991 |  |  | (OP) Operating | [6 empty] | Gloucester | 39.84 | -75.2583 | Map | Map | PJM
19691 | Paulsboro Refining Company - LLC | 50628 | Paulsboro Refinery | Industrial CHP | NJ | GEN2 | UTI1 | 15 | 11.7 | 12.7 | Other Gases | OG | ST | 8 | 1982 |  |  | (OP) Operating | [6 empty] | Gloucester | 39.84 | -75.2583 | Map | Map | PJM
19691 | Paulsboro Refining Company - LLC | 50628 | Paulsboro Refinery | Industrial CHP | NJ | GEN3 | UTI1 | 15 | 11.7 | 12.7 | Other Gases | OG | ST | 9 | 1991 |  |  | (OP) Operating | [6 empty] | Gloucester | 39.84 | -75.2583 | Map | Map | PJM
19691 | Paulsboro Refining Company - LLC | 50628 | Paulsboro Refinery | Industrial CHP | NJ | GEN4 |  | 18 | 11.6 | 11.6 | Petroleum Coke | PC | OT | 11 | 2006 |  |  | (OP) Operating | [6 empty] | Gloucester | 39.84 | -75.2583 | Map | Map | PJM
55914 | GE Energy Financial Services | 50799 | Parlin Power Plant | IPP Non-CHP | NJ | GEN1 | PEC | 45.9 | 35.9 | 42.2 | Natural Gas Fired Combined Cycle | NG | CT | 6 | 1991 |  |  | (OP) Operating | [6 empty] | Middlesex | 40.4607 | -74.3272 | Map | Map | PJM
55914 | GE Energy Financial Services | 50799 | Parlin Power Plant | IPP Non-CHP | NJ | GEN2 | PEC | 45.9 | 37.5 | 43.7 | Natural Gas Fired Combined Cycle | NG | CT | 6 | 1991 |  |  | (OP) Operating | [6 empty] | Middlesex | 40.4607 | -74.3272 | Map | Map | PJM
55914 | GE Energy Financial Services | 50799 | Parlin Power Plant | IPP Non-CHP | NJ | GEN3 | PEC | 21.6 | 20.6 | 20.6 | Natural Gas Fired Combined Cycle | NG | CA | 6 | 1991 |  |  | (OP) Operating | [6 empty] | Middlesex | 40.4607 | -74.3272 | Map | Map | PJM
55914 | GE Energy Financial Services | 50799 | Parlin Power Plant | IPP Non-CHP | NJ | GEN4 | PEC | 21.6 | 20.6 | 20.6 | Natural Gas Fired Combined Cycle | NG | CA | 6 | 1991 |  |  | (OP) Operating | [6 empty] | Middlesex | 40.4607 | -74.3272 | Map | Map | PJM
56516 | Morris Energy Operations Company, LLC | 50852 | Elmwood Energy Holdings LLC | IPP Non-CHP | NJ | GEN1 | CC1 | 59 | 70 | 70 | Natural Gas Fired Combined Cycle | NG | CT | 4 | 1989 |  |  | (OP) Operating | [6 empty] | Bergen | 40.9053 | -74.1304 | Map | Map | PJM
56516 | Morris Energy Operations Company, LLC | 50852 | Elmwood Energy Holdings LLC | IPP Non-CHP | NJ | GEN2 | CC1 | 24 |  |  | Natural Gas Fired Combined Cycle | NG | CA | 5 | 1989 |  |  | (OP) Operating | [6 empty] | Bergen | 40.9053 | -74.1304 | Map | Map | PJM
20541 | Wheelabrator Environmental Systems | 50885 | Wheelabrator Gloucester LP | IPP Non-CHP | NJ | GEN1 |  | 14 | 12 | 12 | Municipal Solid Waste | MSW | ST | 1 | 1990 |  |  | (OP) Operating | [6 empty] | Gloucester | 39.8733 | -75.1381 | Map | Map | PJM
4440 | Covanta Union Operations LLC | 50960 | Union County Resource Recovery | Commercial Non-CHP | NJ | GEN1 |  | 45 | 37.5 | 38.5 | Municipal Solid Waste | MSW | ST | 2 | 1994 |  |  | (OP) Operating | [6 empty] | Union | 40.6013 | -74.2664 | Map | Map | PJM
57280 | Eagle Creek RE LLC | 52068 | Great Falls Hydro Project | IPP Non-CHP | NJ | GEN1 |  | 4.1 | 3.3 | 3.3 | Conventional Hydroelectric | WAT | HY | 12 | 1985 |  |  | (OP) Operating | [6 empty] | Passaic | 40.9153 | -74.181 | Map | Map | PJM
57280 | Eagle Creek RE LLC | 52068 | Great Falls Hydro Project | IPP Non-CHP | NJ | GEN2 |  | 4.1 | 3.3 | 3.3 | Conventional Hydroelectric | WAT | HY | 12 | 1985 |  |  | (OP) Operating | [6 empty] | Passaic | 40.9153 | -74.181 | Map | Map | PJM
57280 | Eagle Creek RE LLC | 52068 | Great Falls Hydro Project | IPP Non-CHP | NJ | GEN3 |  | 4.1 | 3.3 | 3.3 | Conventional Hydroelectric | WAT | HY | 12 | 1985 |  |  | (OP) Operating | [6 empty] | Passaic | 40.9153 | -74.181 | Map | Map | PJM
13943 | Ocean County Utilities Auth | 54569 | Bayville Central Facility | Commercial CHP | NJ | COG1 |  | 0.3 | 0.3 | 0.3 | Other Waste Biomass | OBG | IC | 9 | 1988 |  |  | (OP) Operating | [6 empty] | Ocean | 39.9094 | -74.178 | Map | Map | PJM
13943 | Ocean County Utilities Auth | 54569 | Bayville Central Facility | Commercial CHP | NJ | COG2 |  | 0.3 | 0.3 | 0.3 | Other Waste Biomass | OBG | IC | 9 | 1988 |  |  | (OP) Operating | [6 empty] | Ocean | 39.9094 | -74.178 | Map | Map | PJM
13943 | Ocean County Utilities Auth | 54569 | Bayville Central Facility | Commercial CHP | NJ | COG3 |  | 0.3 | 0.3 | 0.3 | Other Waste Biomass | OBG | IC | 9 | 1988 |  |  | (OP) Operating | [6 empty] | Ocean | 39.9094 | -74.178 | Map | Map | PJM
13943 | Ocean County Utilities Auth | 54569 | Bayville Central Facility | Commercial CHP | NJ | COG4 |  | 1.5 | 1.5 | 1.5 | Petroleum Liquids | DFO | IC | 5 | 2002 |  |  | (OP) Operating | [6 empty] | Ocean | 39.9094 | -74.178 | Map | Map | PJM
13943 | Ocean County Utilities Auth | 54569 | Bayville Central Facility | Commercial CHP | NJ | COG5 |  | 1.5 | 1.5 | 1.5 | Petroleum Liquids | DFO | IC | 5 | 2002 |  |  | (OP) Operating | [6 empty] | Ocean | 39.9094 | -74.178 | Map | Map | PJM
13943 | Ocean County Utilities Auth | 54569 | Bayville Central Facility | Commercial CHP | NJ | COG6 |  | 1.5 | 1.5 | 1.5 | Petroleum Liquids | DFO | IC | 5 | 2002 |  |  | (OP) Operating | [6 empty] | Ocean | 39.9094 | -74.178 | Map | Map | PJM
13943 | Ocean County Utilities Auth | 54569 | Bayville Central Facility | Commercial CHP | NJ | COG7 |  | 1.5 | 1.5 | 1.5 | Petroleum Liquids | DFO | IC | 5 | 2002 |  |  | (OP) Operating | [6 empty] | Ocean | 39.9094 | -74.178 | Map | Map | PJM
13943 | Ocean County Utilities Auth | 54569 | Bayville Central Facility | Commercial CHP | NJ | CPV1 |  | 0.2 | 0.2 | 0.1 | Solar Photovoltaic | SUN | PV | 5 | 2007 |  |  | (OP) Operating | [6 empty] | Ocean | 39.9094 | -74.178 | Map | Map | PJM
2265 | Bristol-Myers Squibb Co | 54829 | Bristol Myers Squibb New Brunswick | Industrial CHP | NJ | GEN1 |  | 9.5 | 8.8 | 10.5 | Natural Gas Fired Combustion Turbine | NG | GT | 7 | 1992 |  |  | (OP) Operating | [6 empty] | Middlesex | 40.4757 | -74.4462 | Map | Map | PJM
56355 | LES Project Holdings LLC | 54980 | Ocean County Landfill | IPP Non-CHP | NJ | UNT1 |  | 0.8 | 0.8 | 0.8 | Landfill Gas | LFG | IC | 2 | 1997 |  |  | (OP) Operating | [6 empty] | Ocean | 40.0249 | -74.2501 | Map | Map | PJM
56355 | LES Project Holdings LLC | 54980 | Ocean County Landfill | IPP Non-CHP | NJ | UNT10 |  | 1.6 | 1.5 | 1.5 | Landfill Gas | LFG | IC | 6 | 2006 |  |  | (OP) Operating | [6 empty] | Ocean | 40.0249 | -74.2501 | Map | Map | PJM
56355 | LES Project Holdings LLC | 54980 | Ocean County Landfill | IPP Non-CHP | NJ | UNT11 |  | 1.6 | 1.5 | 1.5 | Landfill Gas | LFG | IC | 6 | 2006 |  |  | (OP) Operating | [6 empty] | Ocean | 40.0249 | -74.2501 | Map | Map | PJM
56355 | LES Project Holdings LLC | 54980 | Ocean County Landfill | IPP Non-CHP | NJ | UNT12 |  | 1.6 | 1.5 | 1.5 | Landfill Gas | LFG | IC | 6 | 2006 |  |  | (OP) Operating | [6 empty] | Ocean | 40.0249 | -74.2501 | Map | Map | PJM
56355 | LES Project Holdings LLC | 54980 | Ocean County Landfill | IPP Non-CHP | NJ | UNT2 |  | 0.8 | 0.8 | 0.8 | Landfill Gas | LFG | IC | 2 | 1997 |  |  | (OP) Operating | [6 empty] | Ocean | 40.0249 | -74.2501 | Map | Map | PJM
56355 | LES Project Holdings LLC | 54980 | Ocean County Landfill | IPP Non-CHP | NJ | UNT3 |  | 0.8 | 0.8 | 0.8 | Landfill Gas | LFG | IC | 2 | 1997 |  |  | (OP) Operating | [6 empty] | Ocean | 40.0249 | -74.2501 | Map | Map | PJM
56355 | LES Project Holdings LLC | 54980 | Ocean County Landfill | IPP Non-CHP | NJ | UNT4 |  | 0.8 | 0.8 | 0.8 | Landfill Gas | LFG | IC | 2 | 1997 |  |  | (OP) Operating | [6 empty] | Ocean | 40.0249 | -74.2501 | Map | Map | PJM
56355 | LES Project Holdings LLC | 54980 | Ocean County Landfill | IPP Non-CHP | NJ | UNT5 |  | 0.8 | 0.8 | 0.8 | Landfill Gas | LFG | IC | 2 | 1997 |  |  | (OP) Operating | [6 empty] | Ocean | 40.0249 | -74.2501 | Map | Map | PJM
56355 | LES Project Holdings LLC | 54980 | Ocean County Landfill | IPP Non-CHP | NJ | UNT6 |  | 0.8 | 0.8 | 0.8 | Landfill Gas | LFG | IC | 2 | 1997 |  |  | (OP) Operating | [6 empty] | Ocean | 40.0249 | -74.2501 | Map | Map | PJM
56355 | LES Project Holdings LLC | 54980 | Ocean County Landfill | IPP Non-CHP | NJ | UNT7 |  | 1.6 | 1.5 | 1.5 | Landfill Gas | LFG | IC | 6 | 2006 |  |  | (OP) Operating | [6 empty] | Ocean | 40.0249 | -74.2501 | Map | Map | PJM
56355 | LES Project Holdings LLC | 54980 | Ocean County Landfill | IPP Non-CHP | NJ | UNT8 |  | 1.6 | 1.5 | 1.5 | Landfill Gas | LFG | IC | 6 | 2006 |  |  | (OP) Operating | [6 empty] | Ocean | 40.0249 | -74.2501 | Map | Map | PJM
56355 | LES Project Holdings LLC | 54980 | Ocean County Landfill | IPP Non-CHP | NJ | UNT9 |  | 1.6 | 1.5 | 1.5 | Landfill Gas | LFG | IC | 6 | 2006 |  |  | (OP) Operating | [6 empty] | Ocean | 40.0249 | -74.2501 | Map | Map | PJM
22131 | Red Oak Operating Services LLC | 55239 | Red Oak Power LLC | IPP Non-CHP | NJ | 0001 | CC1 | 180.2 | 165.3 | 182.7 | Natural Gas Fired Combined Cycle | NG | CT | 3 | 2002 |  |  | (OP) Operating | [6 empty] | Middlesex | 40.4487 | -74.3489 | Map | Map | PJM
22131 | Red Oak Operating Services LLC | 55239 | Red Oak Power LLC | IPP Non-CHP | NJ | 0002 | CC1 | 180.2 | 165.3 | 182.7 | Natural Gas Fired Combined Cycle | NG | CT | 3 | 2002 |  |  | (OP) Operating | [6 empty] | Middlesex | 40.4487 | -74.3489 | Map | Map | PJM
22131 | Red Oak Operating Services LLC | 55239 | Red Oak Power LLC | IPP Non-CHP | NJ | 0003 | CC1 | 180.2 | 165.3 | 182.7 | Natural Gas Fired Combined Cycle | NG | CT | 3 | 2002 |  |  | (OP) Operating | [6 empty] | Middlesex | 40.4487 | -74.3489 | Map | Map | PJM
22131 | Red Oak Operating Services LLC | 55239 | Red Oak Power LLC | IPP Non-CHP | NJ | 0004 | CC1 | 280.5 | 270 | 275 | Natural Gas Fired Combined Cycle | NG | CA | 4 | 2002 |  |  | (OP) Operating | [6 empty] | Middlesex | 40.4487 | -74.3489 | Map | Map | PJM
12773 | Monmouth Energy Inc | 55618 | Monmouth Landfill Gas to Energy | IPP Non-CHP | NJ | GEN1 |  | 4.9 | 3.3 | 4.1 | Landfill Gas | LFG | GT | 7 | 1998 |  |  | (OP) Operating | 2020 | 12 | 3.3 |  |  |  | Monmouth | 40.2468 | -74.1174 | Map | Map | PJM
12773 | Monmouth Energy Inc | 55618 | Monmouth Landfill Gas to Energy | IPP Non-CHP | NJ | GEN2 |  | 4.9 | 3.3 | 4.1 | Landfill Gas | LFG | GT | 7 | 1998 |  |  | (OP) Operating | 2020 | 12 | 3.3 |  |  |  | Monmouth | 40.2468 | -74.1174 | Map | Map | PJM
60789 | Nautilus Power LLC | 55938 | NAEA Ocean Peaking Power LLC | IPP Non-CHP | NJ | OPP3 |  | 191.5 | 162.8 | 187.7 | Natural Gas Fired Combustion Turbine | NG | GT | 5 | 2003 |  |  | (OP) Operating | [6 empty] | Ocean | 40.0633 | -74.1672 | Map | Map | PJM
60789 | Nautilus Power LLC | 55938 | NAEA Ocean Peaking Power LLC | IPP Non-CHP | NJ | OPP4 |  | 191.5 | 162.8 | 187.7 | Natural Gas Fired Combustion Turbine | NG | GT | 5 | 2003 |  |  | (OP) Operating | [6 empty] | Ocean | 40.0633 | -74.1672 | Map | Map | PJM
49775 | Middlesex Generating Company LLC | 56119 | Middlesex Generating Facility | IPP CHP | NJ | 100 | CA1 | 6 | 4.1 | 4.9 | Landfill Gas | LFG | CT | 10 | 2001 |  |  | (OP) Operating | [6 empty] | MIDDLESEX | 40.4903 | -74.3156 | Map | Map | PJM
49775 | Middlesex Generating Company LLC | 56119 | Middlesex Generating Facility | IPP CHP | NJ | 200 | CA1 | 6 | 4.1 | 4.9 | Landfill Gas | LFG | CT | 10 | 2001 |  |  | (OP) Operating | [6 empty] | MIDDLESEX | 40.4903 | -74.3156 | Map | Map | PJM
49775 | Middlesex Generating Company LLC | 56119 | Middlesex Generating Facility | IPP CHP | NJ | 300 | CA1 | 10.5 | 10.6 | 10.6 | Landfill Gas | LFG | CA | 1 | 1961 |  |  | (OP) Operating | [6 empty] | MIDDLESEX | 40.4903 | -74.3156 | Map | Map | PJM
49812 | NEO Freehold Gen LLC | 56169 | NEO Freehold Gen LLC | IPP CHP | NJ | UNT1 |  | 1.1 | 1.1 | 1.1 | Natural Gas Internal Combustion Engine | NG | IC | 10 | 1997 |  |  | (OP) Operating | [6 empty] | Monmouth | 40.2448 | -74.2547 | Map | Map | PJM
49812 | NEO Freehold Gen LLC | 56169 | NEO Freehold Gen LLC | IPP CHP | NJ | UNT2 |  | 1.1 | 1.1 | 1.1 | Natural Gas Internal Combustion Engine | NG | IC | 10 | 1997 |  |  | (OP) Operating | [6 empty] | Monmouth | 40.2448 | -74.2547 | Map | Map | PJM
50095 | Phillips 66 | 56294 | Bayway Refinery | Industrial Non-CHP | NJ | FGX |  | 11.2 | 11.2 | 11.2 | All Other | WH | OT | 12 | 1967 |  |  | (OP) Operating | [6 empty] | Union | 40.6376 | -74.2212 | Map | Map | PJM
50123 | Leeward Asset Management, LLC | 56300 | Jersey-Atlantic Wind Farm | IPP Non-CHP | NJ | 1 |  | 7.5 | 7.5 | 7.5 | Onshore Wind Turbine | WND | WT | 3 | 2006 |  |  | (OP) Operating | [6 empty] | Atlantic | 39.3822 | -74.4475 | Map | Map | PJM
57249 | EPP Renewable Energy | 56511 | Pennsauken Landfill | IPP Non-CHP | NJ | GEN1 |  | 0.9 | 0.9 | 0.9 | Landfill Gas | LFG | IC | 12 | 2004 |  |  | (OP) Operating | [6 empty] | Camden | 39.9894 | -75.04 | Map | Map | PJM
57249 | EPP Renewable Energy | 56511 | Pennsauken Landfill | IPP Non-CHP | NJ | GEN2 |  | 0.9 | 0.9 | 0.9 | Landfill Gas | LFG | IC | 12 | 2004 |  |  | (OP) Operating | [6 empty] | Camden | 39.9894 | -75.04 | Map | Map | PJM
57249 | EPP Renewable Energy | 56701 | Haworth Water Treatment Plant | IPP Non-CHP | NJ | GEN1 |  | 2 | 2 | 2 | Natural Gas Internal Combustion Engine | NG | IC | 12 | 2004 |  |  | (OP) Operating | [6 empty] | Bergen | 40.9593 | -74.0151 | Map | Map | PJM
57249 | EPP Renewable Energy | 56701 | Haworth Water Treatment Plant | IPP Non-CHP | NJ | GEN2 |  | 2 | 2 | 2 | Natural Gas Internal Combustion Engine | NG | IC | 12 | 2004 |  |  | (OP) Operating | [6 empty] | Bergen | 40.9593 | -74.0151 | Map | Map | PJM
57249 | EPP Renewable Energy | 56701 | Haworth Water Treatment Plant | IPP Non-CHP | NJ | GEN3 |  | 2 | 2 | 2 | Natural Gas Internal Combustion Engine | NG | IC | 12 | 2004 |  |  | (OP) Operating | [6 empty] | Bergen | 40.9593 | -74.0151 | Map | Map | PJM
57249 | EPP Renewable Energy | 56701 | Haworth Water Treatment Plant | IPP Non-CHP | NJ | GEN4 |  | 2 | 2 | 2 | Natural Gas Internal Combustion Engine | NG | IC | 12 | 2004 |  |  | (OP) Operating | [6 empty] | Bergen | 40.9593 | -74.0151 | Map | Map | PJM
57249 | EPP Renewable Energy | 56701 | Haworth Water Treatment Plant | IPP Non-CHP | NJ | GEN5 |  | 4 | 3.9 | 3.9 | Petroleum Liquids | DFO | IC | 1 | 2018 |  |  | (OP) Operating | [6 empty] | Bergen | 40.9593 | -74.0151 | Map | Map | PJM
57249 | EPP Renewable Energy | 56701 | Haworth Water Treatment Plant | IPP Non-CHP | NJ | GEN6 |  | 4 | 3.9 | 3.9 | Petroleum Liquids | DFO | IC | 1 | 2018 |  |  | (OP) Operating | [6 empty] | Bergen | 40.9593 | -74.0151 | Map | Map | PJM
59100 | Sunlight General Solar Fund II, LLC | 56877 | Hall's Warehouse Solar Project | IPP Non-CHP | NJ | TBD |  | 1.6 | 1.6 | 1.6 | Solar Photovoltaic | SUN | PV | 2 | 2009 |  |  | (OP) Operating | [6 empty] | Middlesex | 40.5737 | -74.3944 | Map | Map | PJM
57249 | EPP Renewable Energy | 56883 | Pennsauken Solar | IPP Non-CHP | NJ | GEN 1 |  | 0.2 | 0.2 | 0.2 | Solar Photovoltaic | SUN | PV | 6 | 2006 |  |  | (OP) Operating | [6 empty] | Camden | 39.9894 | -75.04 | Map | Map | PJM
57249 | EPP Renewable Energy | 56883 | Pennsauken Solar | IPP Non-CHP | NJ | GEN 2 |  | 0.2 | 0.2 | 0.2 | Solar Photovoltaic | SUN | PV | 6 | 2006 |  |  | (OP) Operating | [6 empty] | Camden | 39.9894 | -75.04 | Map | Map | PJM
57249 | EPP Renewable Energy | 56883 | Pennsauken Solar | IPP Non-CHP | NJ | GEN 3 |  | 0.1 | 0.1 | 0.1 | Solar Photovoltaic | SUN | PV | 12 | 2007 |  |  | (OP) Operating | [6 empty] | Camden | 39.9894 | -75.04 | Map | Map | PJM
57249 | EPP Renewable Energy | 56883 | Pennsauken Solar | IPP Non-CHP | NJ | GEN 4 |  | 0.2 | 0.2 | 0.2 | Solar Photovoltaic | SUN | PV | 12 | 2007 |  |  | (OP) Operating | [6 empty] | Camden | 39.9894 | -75.04 | Map | Map | PJM
57249 | EPP Renewable Energy | 56883 | Pennsauken Solar | IPP Non-CHP | NJ | GEN 5 |  | 0.1 | 0.1 | 0.1 | Solar Photovoltaic | SUN | PV | 12 | 2007 |  |  | (OP) Operating | [6 empty] | Camden | 39.9894 | -75.04 | Map | Map | PJM
57249 | EPP Renewable Energy | 56883 | Pennsauken Solar | IPP Non-CHP | NJ | GEN 6 |  | 0.2 | 0.2 | 0.2 | Solar Photovoltaic | SUN | PV | 12 | 2007 |  |  | (OP) Operating | [6 empty] | Camden | 39.9894 | -75.04 | Map | Map | PJM
57249 | EPP Renewable Energy | 56883 | Pennsauken Solar | IPP Non-CHP | NJ | GEN 7 |  | 0.2 | 0.2 | 0.2 | Solar Photovoltaic | SUN | PV | 12 | 2007 |  |  | (OP) Operating | [6 empty] | Camden | 39.9894 | -75.04 | Map | Map | PJM
57249 | EPP Renewable Energy | 56883 | Pennsauken Solar | IPP Non-CHP | NJ | GEN 8 |  | 0.2 | 0.2 | 0.2 | Solar Photovoltaic | SUN | PV | 12 | 2007 |  |  | (OP) Operating | [6 empty] | Camden | 39.9894 | -75.04 | Map | Map | PJM
57249 | EPP Renewable Energy | 56883 | Pennsauken Solar | IPP Non-CHP | NJ | GEN 9 |  | 0.1 | 0.1 | 0.1 | Solar Photovoltaic | SUN | PV | 12 | 2007 |  |  | (OP) Operating | [6 empty] | Camden | 39.9894 | -75.04 | Map | Map | PJM
57249 | EPP Renewable Energy | 56883 | Pennsauken Solar | IPP Non-CHP | NJ | GEN10 |  | 2.4 | 2.4 | 2.4 | Solar Photovoltaic | SUN | PV | 2 | 2018 |  |  | (OP) Operating | [6 empty] | Camden | 39.9894 | -75.04 | Map | Map | PJM
57249 | EPP Renewable Energy | 56884 | Cumberland County Solid Waste Complex | IPP Non-CHP | NJ | GEN 2 |  | 1.6 | 1.6 | 1.6 | Landfill Gas | LFG | IC | 11 | 2008 |  |  | (OP) Operating | [6 empty] | Cumberland | 39.4494 | -75.0928 | Map | Map | PJM
57249 | EPP Renewable Energy | 56884 | Cumberland County Solid Waste Complex | IPP Non-CHP | NJ | GEN 3 |  | 1.6 | 1.6 | 1.6 | Landfill Gas | LFG | IC | 11 | 2008 |  |  | (OP) Operating | [6 empty] | Cumberland | 39.4494 | -75.0928 | Map | Map | PJM
57249 | EPP Renewable Energy | 56884 | Cumberland County Solid Waste Complex | IPP Non-CHP | NJ | GEN1 |  | 1.6 | 1.6 | 1.6 | Landfill Gas | LFG | IC | 11 | 2008 |  |  | (OP) Operating | [6 empty] | Cumberland | 39.4494 | -75.0928 | Map | Map | PJM
57249 | EPP Renewable Energy | 56888 | Warren County Solar | IPP Non-CHP | NJ | GEN 1 |  | 0.5 | 0.5 | 0.5 | Solar Photovoltaic | SUN | PV | 6 | 2012 |  |  | (OP) Operating | [6 empty] | Warren | 40.789 | -75.107 | Map | Map | PJM
57249 | EPP Renewable Energy | 56888 | Warren County Solar | IPP Non-CHP | NJ | GEN 2 |  | 0.5 | 0.5 | 0.5 | Solar Photovoltaic | SUN | PV | 6 | 2012 |  |  | (OP) Operating | [6 empty] | Warren | 40.789 | -75.107 | Map | Map | PJM
57249 | EPP Renewable Energy | 56888 | Warren County Solar | IPP Non-CHP | NJ | GEN 3 |  | 0.5 | 0.5 | 0.5 | Solar Photovoltaic | SUN | PV | 6 | 2012 |  |  | (OP) Operating | [6 empty] | Warren | 40.789 | -75.107 | Map | Map | PJM
57249 | EPP Renewable Energy | 56888 | Warren County Solar | IPP Non-CHP | NJ | GEN 4 |  | 0.5 | 0.5 | 0.5 | Solar Photovoltaic | SUN | PV | 6 | 2012 |  |  | (OP) Operating | [6 empty] | Warren | 40.789 | -75.107 | Map | Map | PJM
57249 | EPP Renewable Energy | 56889 | PPL Renewable Energy Merck Solar | IPP Non-CHP | NJ | GEN 1 |  | 1.7 | 1.7 | 1.7 | Solar Photovoltaic | SUN | PV | 5 | 2009 |  |  | (OP) Operating | [6 empty] | Union | 40.7274 | -74.3783 | Map | Map | PJM
57044 | Constellation Solar New Jersey, LLC | 56900 | Atlantic City Convention Center | Commercial Non-CHP | NJ | 1 |  | 0.5 | 0.5 | 0.3 | Solar Photovoltaic | SUN | PV | 12 | 2008 |  |  | (OP) Operating | [6 empty] | Atlantic | 39.3639 | -74.4408 | Map | Map | PJM
57044 | Constellation Solar New Jersey, LLC | 56900 | Atlantic City Convention Center | Commercial Non-CHP | NJ | 2 |  | 0.5 | 0.5 | 0.3 | Solar Photovoltaic | SUN | PV | 12 | 2008 |  |  | (OP) Operating | [6 empty] | Atlantic | 39.3639 | -74.4408 | Map | Map | PJM
57044 | Constellation Solar New Jersey, LLC | 56900 | Atlantic City Convention Center | Commercial Non-CHP | NJ | 3 |  | 0.5 | 0.5 | 0.3 | Solar Photovoltaic | SUN | PV | 12 | 2008 |  |  | (OP) Operating | [6 empty] | Atlantic | 39.3639 | -74.4408 | Map | Map | PJM
57044 | Constellation Solar New Jersey, LLC | 56900 | Atlantic City Convention Center | Commercial Non-CHP | NJ | 4 |  | 0.5 | 0.5 | 0.3 | Solar Photovoltaic | SUN | PV | 12 | 2008 |  |  | (OP) Operating | [6 empty] | Atlantic | 39.3639 | -74.4408 | Map | Map | PJM
56236 | West Deptford Energy LLC | 56963 | West Deptford Energy Station | IPP Non-CHP | NJ | E101 | 700 | 225.3 | 212 | 219 | Natural Gas Fired Combined Cycle | NG | CT | 10 | 2014 |  |  | (OP) Operating |  |  |  | 2018 | 5 | 4.7 | Gloucester | 39.8414 | -75.2214 | Map | Map | PJM
56236 | West Deptford Energy LLC | 56963 | West Deptford Energy Station | IPP Non-CHP | NJ | E102 | 700 | 225.3 | 212 | 219 | Natural Gas Fired Combined Cycle | NG | CT | 10 | 2014 |  |  | (OP) Operating |  |  |  | 2018 | 5 | 4.7 | Gloucester | 39.8414 | -75.2214 | Map | Map | PJM
56236 | West Deptford Energy LLC | 56963 | West Deptford Energy Station | IPP Non-CHP | NJ | STG1 | 700 | 304 | 304 | 304 | Natural Gas Fired Combined Cycle | NG | CA | 10 | 2014 |  |  | (OP) Operating |  |  |  | 2018 | 5 | 10.6 | Gloucester | 39.8414 | -75.2214 | Map | Map | PJM
56267 | Bayonne Energy Center LLC | 56964 | Bayonne Energy Center | IPP Non-CHP | NJ | GT1 |  | 64 | 59.9 | 63.1 | Natural Gas Fired Combustion Turbine | NG | GT | 6 | 2012 |  |  | (OP) Operating | [6 empty] | Hudson | 40.6528 | -74.0915 | Map | Map | NYIS
56267 | Bayonne Energy Center LLC | 56964 | Bayonne Energy Center | IPP Non-CHP | NJ | GT2 |  | 64 | 58.9 | 62.7 | Natural Gas Fired Combustion Turbine | NG | GT | 6 | 2012 |  |  | (OP) Operating | [6 empty] | Hudson | 40.6528 | -74.0915 | Map | Map | NYIS
56267 | Bayonne Energy Center LLC | 56964 | Bayonne Energy Center | IPP Non-CHP | NJ | GT3 |  | 64 | 60 | 62.7 | Natural Gas Fired Combustion Turbine | NG | GT | 6 | 2012 |  |  | (OP) Operating | [6 empty] | Hudson | 40.6528 | -74.0915 | Map | Map | NYIS
56267 | Bayonne Energy Center LLC | 56964 | Bayonne Energy Center | IPP Non-CHP | NJ | GT4 |  | 64 | 57.9 | 62.4 | Natural Gas Fired Combustion Turbine | NG | GT | 6 | 2012 |  |  | (OP) Operating | [6 empty] | Hudson | 40.6528 | -74.0915 | Map | Map | NYIS
56267 | Bayonne Energy Center LLC | 56964 | Bayonne Energy Center | IPP Non-CHP | NJ | GT5 |  | 64 | 59.9 | 63.2 | Natural Gas Fired Combustion Turbine | NG | GT | 6 | 2012 |  |  | (OP) Operating | [6 empty] | Hudson | 40.6528 | -74.0915 | Map | Map | NYIS
56267 | Bayonne Energy Center LLC | 56964 | Bayonne Energy Center | IPP Non-CHP | NJ | GT6 |  | 64 | 58.1 | 62.2 | Natural Gas Fired Combustion Turbine | NG | GT | 6 | 2012 |  |  | (OP) Operating | [6 empty] | Hudson | 40.6528 | -74.0915 | Map | Map | NYIS
56267 | Bayonne Energy Center LLC | 56964 | Bayonne Energy Center | IPP Non-CHP | NJ | GT7 |  | 64 | 58.6 | 62.7 | Natural Gas Fired Combustion Turbine | NG | GT | 6 | 2012 |  |  | (OP) Operating | [6 empty] | Hudson | 40.6528 | -74.0915 | Map | Map | NYIS
56267 | Bayonne Energy Center LLC | 56964 | Bayonne Energy Center | IPP Non-CHP | NJ | GT8 |  | 64 | 59.9 | 62.8 | Natural Gas Fired Combustion Turbine | NG | GT | 6 | 2012 |  |  | (OP) Operating | [6 empty] | Hudson | 40.6528 | -74.0915 | Map | Map | NYIS
56610 | Calpine Vineland Solar LLC | 57081 | Calpine Vineland Solar LLC | IPP Non-CHP | NJ | CVS1 |  | 2.3 | 2.3 | 2.3 | Solar Photovoltaic | SUN | PV | 8 | 2009 |  |  | (OP) Operating | [6 empty] | Cumberland | 39.4636 | -75.0667 | Map | Map | PJM
56610 | Calpine Vineland Solar LLC | 57081 | Calpine Vineland Solar LLC | IPP Non-CHP | NJ | CVS2 |  | 1.8 | 1.8 | 1.8 | Solar Photovoltaic | SUN | PV | 12 | 2009 |  |  | (OP) Operating | [6 empty] | Cumberland | 39.4636 | -75.0667 | Map | Map | PJM
56584 | PSEG Solar Hackettstown LLC | 57204 | PSEG Hackettstown | IPP Non-CHP | NJ | 1 |  | 2.2 | 2.2 | 2.2 | Solar Photovoltaic | SUN | PV | 9 | 2009 |  |  | (OP) Operating | [6 empty] | Warren | 40.8606 | -74.8229 | Map | Map | PJM
15477 | Public Service Elec & Gas Co | 57341 | Silver Lake Solar Farm | Electric Utility | NJ | SILV |  | 1.7 | 1.7 | 1.7 | Solar Photovoltaic | SUN | PV | 10 | 2010 |  |  | (OP) Operating | [6 empty] | Middlesex | 40.4948 | -74.3995 | Map | Map | PJM
15477 | Public Service Elec & Gas Co | 57352 | Trenton Solar Farm | Electric Utility | NJ | TREN |  | 1 | 1 | 1 | Solar Photovoltaic | SUN | PV | 10 | 2010 |  |  | (OP) Operating | [6 empty] | Mercer | 40.2314 | -74.7539 | Map | Map | PJM
15477 | Public Service Elec & Gas Co | 57381 | Linden Solar Farm | Electric Utility | NJ | LIND |  | 2.7 | 2.7 | 2.7 | Solar Photovoltaic | SUN | PV | 12 | 2010 |  |  | (OP) Operating | [6 empty] | Union | 40.62 | -74.2144 | Map | Map | PJM
15477 | Public Service Elec & Gas Co | 57382 | Yardville Solar Farm | Electric Utility | NJ | YARD |  | 3.6 | 3.6 | 3.6 | Solar Photovoltaic | SUN | PV | 12 | 2010 |  |  | (OP) Operating | [6 empty] | Mercer | 40.1688 | -74.6567 | Map | Map | PJM
15477 | Public Service Elec & Gas Co | 57383 | WEA Texas Bayonne | Electric Utility | NJ | BAYO |  | 1.5 | 1.5 | 1.5 | Solar Photovoltaic | SUN | PV | 12 | 2010 |  |  | (OP) Operating | [6 empty] | Hudson | 40.6772 | -74.0919 | Map | Map | PJM
15477 | Public Service Elec & Gas Co | 57384 | Matrix Buildings A&B (Perth Amboy) Solar | Electric Utility | NJ | MATR |  | 2.5 | 2.5 | 2.5 | Solar Photovoltaic | SUN | PV | 1 | 2011 |  |  | (OP) Operating | [6 empty] | Middlesex | 40.5344 | -74.27 | Map | Map | PJM
56728 | Dow Jones & Co | 57397 | Dow Jones South Brunswick Solar | IPP Non-CHP | NJ | PV01 |  | 2.5 | 2.5 | 2 | Solar Photovoltaic | SUN | PV | 12 | 2010 |  |  | (OP) Operating | [6 empty] | Middlesex | 40.3698 | -74.5868 | Map | Map | PJM
56728 | Dow Jones & Co | 57397 | Dow Jones South Brunswick Solar | IPP Non-CHP | NJ | PV02 |  | 1.6 | 1.6 | 1.6 | Solar Photovoltaic | SUN | PV | 3 | 2011 |  |  | (OP) Operating | [6 empty] | Middlesex | 40.3698 | -74.5868 | Map | Map | PJM
56769 | Consolidated Edison Development Inc. | 57448 | Pilesgrove | IPP Non-CHP | NJ | PILE |  | 18 | 17.7 | 17.7 | Solar Photovoltaic | SUN | PV | 8 | 2011 |  |  | (OP) Operating | [6 empty] | Salem | 39.613 | -75.3095 | Map | Map | PJM
56777 | Avidan Energy Solutions | 57458 | 145 Talmadge Solar | IPP Non-CHP | NJ | 1 |  | 3.8 | 3.8 | 3.8 | Solar Photovoltaic | SUN | PV | 4 | 2011 |  |  | (OP) Operating | [6 empty] | Middlesex | 40.5358 | -74.3913 | Map | Map | PJM
56769 | Consolidated Edison Development Inc. | 57471 | Murray Hill Solar | IPP Non-CHP | NJ | MHNJ |  | 1 | 1 | 1 | Solar Photovoltaic | SUN | PV | 5 | 2011 |  |  | (OP) Operating | [6 empty] | Union | 40.6844 | -74.4044 | Map | Map | PJM
56769 | Consolidated Edison Development Inc. | 57485 | Flemington Solar | IPP Non-CHP | NJ | FSNJ |  | 8 | 7.9 | 7.9 | Solar Photovoltaic | SUN | PV | 12 | 2011 |  |  | (OP) Operating | [6 empty] | Hunterdon | 40.4839 | -74.8567 | Map | Map | PJM
56769 | Consolidated Edison Development Inc. | 57486 | Frenchtown I Solar | IPP Non-CHP | NJ | F1NJ |  | 3 | 3 | 3 | Solar Photovoltaic | SUN | PV | 1 | 2012 |  |  | (OP) Operating | [6 empty] | Hunterdon | 40.5217 | -75.0122 | Map | Map | PJM
56769 | Consolidated Edison Development Inc. | 57487 | Frenchtown II Solar | IPP Non-CHP | NJ | F2NJ |  | 3 | 3 | 3 | Solar Photovoltaic | SUN | PV | 12 | 2011 |  |  | (OP) Operating | [6 empty] | Hunterdon | 40.5144 | -74.9769 | Map | Map | PJM
56769 | Consolidated Edison Development Inc. | 57488 | Lebanon Solar | IPP Non-CHP | NJ | LSNJ |  | 2 | 2 | 2 | Solar Photovoltaic | SUN | PV | 12 | 2011 |  |  | (OP) Operating | [6 empty] | Hunterdon | 40.6758 | -74.9122 | Map | Map | PJM
56915 | Solar Star New Jersey IV, LLC | 57574 | ETS Ewing Solar Facility | IPP Non-CHP | NJ | ETS1 |  | 1.3 | 1.3 | 1.3 | Solar Photovoltaic | SUN | PV | 6 | 2010 |  |  | (OP) Operating | [6 empty] | Mercer | 40.2818 | -74.7936 | Map | Map | PJM
15477 | Public Service Elec & Gas Co | 57588 | Matrix Stults Road Solar Facility | Electric Utility | NJ | STULT |  | 2.6 | 2.6 | 2.6 | Solar Photovoltaic | SUN | PV | 6 | 2011 |  |  | (OP) Operating | [6 empty] | Middlesex | 40.3622 | -74.4797 | Map | Map | PJM
56976 | Constellation Solar New Jersey II, LLC | 57647 | Toys R Us- DE, Inc. at Mt. Olive, NJ | IPP Non-CHP | NJ | PV1 |  | 4.1 | 4.1 | 4.1 | Solar Photovoltaic | SUN | PV | 12 | 2011 |  |  | (OP) Operating | [6 empty] | Morris | 40.8189 | -74.7186 | Map | Map | PJM
56990 | NJR Clean Energy Ventures Corporation | 57660 | Vineland Mays Landing Solar | IPP Non-CHP | NJ | VNLND |  | 4.3 | 3.7 | 3.7 | Solar Photovoltaic | SUN | PV | 10 | 2011 |  |  | (OP) Operating | [6 empty] | Cumberland | 39.4175 | -74.9739 | Map | Map | PJM
56990 | NJR Clean Energy Ventures Corporation | 57661 | Manalapan Village Solar | IPP Non-CHP | NJ | MANVL |  | 3.5 | 3.5 | 3.5 | Solar Photovoltaic | SUN | PV | 12 | 2011 |  |  | (OP) Operating | [6 empty] | Monmouth | 40.2567 | -74.3497 | Map | Map | PJM
56990 | NJR Clean Energy Ventures Corporation | 57662 | McGraw Hill Solar | IPP Non-CHP | NJ | MCGRH |  | 12 | 12 | 12 | Solar Photovoltaic | SUN | PV | 12 | 2011 |  |  | (OP) Operating | [6 empty] | Mercer | 40.2797 | -74.5564 | Map | Map | PJM
56993 | SBS Energy Partners LLC | 57667 | Seabrook Solar Plant | IPP Non-CHP | NJ | P21A |  | 1.5 | 1.5 | 1.5 | Solar Photovoltaic | SUN | PV | 12 | 2011 |  |  | (OP) Operating | [6 empty] | Cumberland | 39.485 | -75.215 | Map | Map | PJM
56993 | SBS Energy Partners LLC | 57667 | Seabrook Solar Plant | IPP Non-CHP | NJ | P21B |  | 1.5 | 1.5 | 1.5 | Solar Photovoltaic | SUN | PV | 4 | 2014 |  |  | (OP) Operating | [6 empty] | Cumberland | 39.485 | -75.215 | Map | Map | PJM
56993 | SBS Energy Partners LLC | 57667 | Seabrook Solar Plant | IPP Non-CHP | NJ | P2P2 |  | 0.8 | 0.8 | 0.8 | Solar Photovoltaic | SUN | PV | 4 | 2014 |  |  | (OP) Operating | [6 empty] | Cumberland | 39.485 | -75.215 | Map | Map | PJM
56993 | SBS Energy Partners LLC | 57667 | Seabrook Solar Plant | IPP Non-CHP | NJ | SBS1 |  | 3 | 3 | 3 | Solar Photovoltaic | SUN | PV | 3 | 2011 |  |  | (OP) Operating | [6 empty] | Cumberland | 39.485 | -75.215 | Map | Map | PJM
56976 | Constellation Solar New Jersey II, LLC | 57723 | Johnson Matthey, Inc. Solar | IPP Non-CHP | NJ | PV1 |  | 4 | 4 | 4 | Solar Photovoltaic | SUN | PV | 3 | 2011 |  |  | (OP) Operating | [6 empty] | Gloucester | 39.8253 | -75.2197 | Map | Map | PJM
15477 | Public Service Elec & Gas Co | 57724 | NJMC Landfill | Electric Utility | NJ | NJMC |  | 2.5 | 2.5 | 2.5 | Solar Photovoltaic | SUN | PV | 12 | 2011 |  |  | (OP) Operating | [6 empty] | Hudson | 40.7508 | -74.11 | Map | Map | PJM
15477 | Public Service Elec & Gas Co | 57726 | Summit Associates | Electric Utility | NJ | SUMA |  | 1.9 | 1.9 | 1.9 | Solar Photovoltaic | SUN | PV | 12 | 2011 |  |  | (OP) Operating | [6 empty] | Middlesex | 40.5003 | -74.3536 | Map | Map | PJM
15477 | Public Service Elec & Gas Co | 57727 | BlackRock-Matrix | Electric Utility | NJ | BLAR |  | 2.5 | 2.5 | 2.5 | Solar Photovoltaic | SUN | PV | 3 | 2012 |  |  | (OP) Operating | [6 empty] | Middlesex | 40.3622 | -74.4797 | Map | Map | PJM
15477 | Public Service Elec & Gas Co | 57728 | Mill Creek Solar | Electric Utility | NJ | MILLC |  | 3.5 | 3.5 | 3.5 | Solar Photovoltaic | SUN | PV | 12 | 2011 |  |  | (OP) Operating | [6 empty] | Burlington | 40.0314 | -74.8247 | Map | Map | PJM
57044 | Constellation Solar New Jersey, LLC | 57733 | Benjamin Moore & Co. Solar | Commercial Non-CHP | NJ | PV1 |  | 1.4 | 1.4 | 1.4 | Solar Photovoltaic | SUN | PV | 12 | 2010 |  |  | (OP) Operating | [6 empty] | Morris | 40.8256 | -74.7147 | Map | Map | PJM
57049 | NFI Solar LLC | 57734 | Cherry Hill | IPP Non-CHP | NJ | CH |  | 1.1 | 1.1 | 1.1 | Solar Photovoltaic | SUN | PV | 3 | 2010 |  |  | (OP) Operating | [6 empty] | Camden | 39.8761 | -75.0086 | Map | Map | PJM
57049 | NFI Solar LLC | 57742 | Vineland Headquarters | IPP Non-CHP | NJ | VHQ |  | 1.1 | 1.1 | 1.1 | Solar Photovoltaic | SUN | PV | 6 | 2011 |  |  | (OP) Operating | [6 empty] | Cumberland | 39.4903 | -75.0374 | Map | Map | PJM
57044 | Constellation Solar New Jersey, LLC | 57745 | The City of Vineland at West Vineland | IPP Non-CHP | NJ | PV1 |  | 3.7 | 3.7 | 3.7 | Solar Photovoltaic | SUN | PV | 10 | 2011 |  |  | (OP) Operating | [6 empty] | Cumberland | 39.4624 | -75.07 | Map | Map | PJM
57044 | Constellation Solar New Jersey, LLC | 57746 | The City of Vineland at North Vineland | IPP Non-CHP | NJ | PV1 |  | 2.3 | 2.3 | 2.3 | Solar Photovoltaic | SUN | PV | 10 | 2011 |  |  | (OP) Operating | [6 empty] | Cumberland | 39.505 | -74.9977 | Map | Map | PJM
57049 | NFI Solar LLC | 57750 | Maple Solar | IPP Non-CHP | NJ | P1 |  | 1.6 | 1.6 | 1.6 | Solar Photovoltaic | SUN | PV | 5 | 2011 |  |  | (OP) Operating | [6 empty] | Cumberland | 39.4875 | -74.9808 | Map | Map | PJM
57049 | NFI Solar LLC | 57750 | Maple Solar | IPP Non-CHP | NJ | P2 |  | 0.8 | 0.8 | 0.8 | Solar Photovoltaic | SUN | PV | 9 | 2011 |  |  | (OP) Operating | [6 empty] | Cumberland | 39.4875 | -74.9808 | Map | Map | PJM
58316 | SSA Solar of NJ LLC | 57776 | FedEx Woodbridge | IPP Non-CHP | NJ | 1 |  | 2.4 | 2.4 | 2.4 | Solar Photovoltaic | SUN | PV | 12 | 2009 |  |  | (OP) Operating | [6 empty] | Middlesex | 40.5064 | -74.3235 | Map | Map | PJM
59139 | SunEdison LLC | 57799 | ISH Solar Central, LLC | IPP Non-CHP | NJ | 1 |  | 1.4 | 1.4 | 1.4 | Solar Photovoltaic | SUN | PV | 10 | 2011 |  |  | (OP) Operating | [6 empty] | Monmouth | 40.2675 | -74.2786 | Map | Map | PJM
57124 | Nautilus Solar WPU LLC | 57805 | William Paterson University | Commercial Non-CHP | NJ | WPU1 |  | 1.4 | 1.4 | 1.4 | Solar Photovoltaic | SUN | PV | 10 | 2010 |  |  | (OP) Operating | [6 empty] | Passaic | 40.9521 | -74.1955 | Map | Map | PJM
57130 | Janssen Pharmaceutical Co | 57815 | Titusville Solar | Commercial Non-CHP | NJ | PV1 |  | 4.1 | 4.1 | 4.1 | Solar Photovoltaic | SUN | PV | 9 | 2010 |  |  | (OP) Operating | [6 empty] | Mercer | 40.2928 | -74.8472 | Map | Map | PJM
57166 | Woodbridge Energy Center | 57839 | Woodbridge Energy Center | IPP Non-CHP | NJ | CT001 | CC1 | 240 | 209.8 | 234 | Natural Gas Fired Combined Cycle | NG | CT | 11 | 2015 |  |  | (OP) Operating | [6 empty] | Middlesex | 40.515 | -74.3189 | Map | Map | PJM
57166 | Woodbridge Energy Center | 57839 | Woodbridge Energy Center | IPP Non-CHP | NJ | CT002 | CC1 | 240 | 208.1 | 231.3 | Natural Gas Fired Combined Cycle | NG | CT | 10 | 2015 |  |  | (OP) Operating | [6 empty] | Middlesex | 40.515 | -74.3189 | Map | Map | PJM
57166 | Woodbridge Energy Center | 57839 | Woodbridge Energy Center | IPP Non-CHP | NJ | ST001 | CC1 | 315 | 305 | 310.2 | Natural Gas Fired Combined Cycle | NG | CA | 11 | 2015 |  |  | (OP) Operating | [6 empty] | Middlesex | 40.515 | -74.3189 | Map | Map | PJM
57172 | SC Landfill Energy LLC | 57843 | SC Landfill Energy LLC | IPP Non-CHP | NJ | GEN1 |  | 1.9 | 1.8 | 1.8 | Landfill Gas | LFG | IC | 12 | 2008 |  |  | (OP) Operating | [6 empty] | Salem | 39.5889 | -75.3764 | Map | Map | PJM
57173 | AC Landfill Energy LLC | 57845 | AC Landfill Energy LLC | IPP Non-CHP | NJ | UNIT1 |  | 1.6 | 1.5 | 1.5 | Landfill Gas | LFG | IC | 3 | 2005 | 3 | 2023 | (OP) Operating | [6 empty] | Atlantic | 39.4175 | -74.5422 | Map | Map | PJM
57173 | AC Landfill Energy LLC | 57845 | AC Landfill Energy LLC | IPP Non-CHP | NJ | UNIT2 |  | 1.9 | 1.8 | 1.8 | Landfill Gas | LFG | IC | 3 | 2005 | 3 | 2023 | (OP) Operating | [6 empty] | Atlantic | 39.4175 | -74.5422 | Map | Map | PJM
57173 | AC Landfill Energy LLC | 57845 | AC Landfill Energy LLC | IPP Non-CHP | NJ | UNIT3 |  | 1.9 | 1.8 | 1.8 | Landfill Gas | LFG | IC | 3 | 2005 | 3 | 2023 | (OP) Operating | [6 empty] | Atlantic | 39.4175 | -74.5422 | Map | Map | PJM
57174 | SX Landfill Energy LLC | 57846 | SX Landfill Energy LLC | IPP Non-CHP | NJ | UNIT1 |  | 1.6 | 1.5 | 1.5 | Landfill Gas | LFG | IC | 6 | 2011 |  |  | (OP) Operating | [6 empty] | Sussex | 41.0936 | -74.6788 | Map | Map | PJM
57174 | SX Landfill Energy LLC | 57846 | SX Landfill Energy LLC | IPP Non-CHP | NJ | UNIT2 |  | 1.6 | 1.5 | 1.5 | Landfill Gas | LFG | IC | 6 | 2011 |  |  | (OP) Operating | [6 empty] | Sussex | 41.0936 | -74.6788 | Map | Map | PJM
57175 | BC Landfill Energy LLC | 57847 | BC Landfill Energy LLC | IPP Non-CHP | NJ | UNIT1 |  | 1.5 | 1.4 | 1.4 | Landfill Gas | LFG | IC | 8 | 2007 |  |  | (OP) Operating | [6 empty] | Burlington | 40.0742 | -74.6656 | Map | Map | PJM
57175 | BC Landfill Energy LLC | 57847 | BC Landfill Energy LLC | IPP Non-CHP | NJ | UNIT2 |  | 1.5 | 1.4 | 1.4 | Landfill Gas | LFG | IC | 8 | 2007 |  |  | (OP) Operating | [6 empty] | Burlington | 40.0742 | -74.6656 | Map | Map | PJM
57175 | BC Landfill Energy LLC | 57847 | BC Landfill Energy LLC | IPP Non-CHP | NJ | UNIT3 |  | 1.5 | 1.4 | 1.4 | Landfill Gas | LFG | IC | 8 | 2007 |  |  | (OP) Operating | [6 empty] | Burlington | 40.0742 | -74.6656 | Map | Map | PJM
57175 | BC Landfill Energy LLC | 57847 | BC Landfill Energy LLC | IPP Non-CHP | NJ | UNIT4 |  | 1.5 | 1.4 | 1.4 | Landfill Gas | LFG | IC | 8 | 2007 |  |  | (OP) Operating | [6 empty] | Burlington | 40.0742 | -74.6656 | Map | Map | PJM
57175 | BC Landfill Energy LLC | 57847 | BC Landfill Energy LLC | IPP Non-CHP | NJ | UNIT5 |  | 1.5 | 1.4 | 1.4 | Landfill Gas | LFG | IC | 8 | 2007 |  |  | (OP) Operating | [6 empty] | Burlington | 40.0742 | -74.6656 | Map | Map | PJM
57176 | WC Landfill Energy LLC | 57848 | WC Landfill Energy LLC | IPP Non-CHP | NJ | SOLAR |  | 1 | 1.1 | 1 | Solar Photovoltaic | SUN | PV | 9 | 2013 |  |  | (OP) Operating | [6 empty] | Warren | 40.831 | -75.0158 | Map | Map | PJM
56997 | Marina Energy LLC | 57863 | McKee City Solar Phase 2 | IPP Non-CHP | NJ | UNIT1 |  | 2.4 | 2.4 | 2.4 | Solar Photovoltaic | SUN | PV | 12 | 2011 |  |  | (OP) Operating | [6 empty] | Atlantic | 39.4219 | -74.6392 | Map | Map | PJM
56997 | Marina Energy LLC | 57864 | Stockton Athletic Center | Commercial Non-CHP | NJ | 2LOT7 |  | 0.5 | 0.5 | 0.5 | Solar Photovoltaic | SUN | PV | 10 | 2009 | 10 | 2018 | (OP) Operating | [6 empty] | Atlantic | 39.4884 | -74.5353 | Map | Map | PJM
56997 | Marina Energy LLC | 57864 | Stockton Athletic Center | Commercial Non-CHP | NJ | LOT7 |  | 0.3 | 0.2 | 0.2 | Solar Photovoltaic | SUN | PV | 4 | 2009 | 4 | 2019 | (OP) Operating | [6 empty] | Atlantic | 39.4884 | -74.5353 | Map | Map | PJM
56997 | Marina Energy LLC | 57864 | Stockton Athletic Center | Commercial Non-CHP | NJ | LOT7B |  | 0.3 | 0.2 | 0.2 | Solar Photovoltaic | SUN | PV | 4 | 2009 | 4 | 2019 | (OP) Operating | [6 empty] | Atlantic | 39.4884 | -74.5353 | Map | Map | PJM
56997 | Marina Energy LLC | 57864 | Stockton Athletic Center | Commercial Non-CHP | NJ | SAC |  | 0.3 | 0.3 | 0.3 | Solar Photovoltaic | SUN | PV | 2 | 2009 | 2 | 2019 | (OP) Operating | [6 empty] | Atlantic | 39.4884 | -74.5353 | Map | Map | PJM
56997 | Marina Energy LLC | 57868 | L'Oreal Piscataway | Industrial Non-CHP | NJ | UNIT1 |  | 1.3 | 1.1 | 1.1 | Solar Photovoltaic | SUN | PV | 12 | 2011 |  |  | (OP) Operating | [6 empty] | Middlesex | 40.5543 | -74.468 | Map | Map | PJM
56997 | Marina Energy LLC | 57869 | Heller Industrial Parks | IPP Non-CHP | NJ | UNIT1 |  | 2.7 | 2.7 | 2.7 | Solar Photovoltaic | SUN | PV | 12 | 2011 |  |  | (OP) Operating | [6 empty] | Middlesex | 40.3739 | -74.4892 | Map | Map | PJM
57326 | NJ Oak Solar LLC | 57948 | NJ Oak Solar Plant | IPP Non-CHP | NJ | OAK |  | 10 | 10 | 10 | Solar Photovoltaic | SUN | PV | 12 | 2011 |  |  | (OP) Operating | [6 empty] | Cumberland | 39.3806 | -75.1883 | Map | Map | PJM
57328 | Shore Point Solar LLC | 57951 | Shore Point Solar | IPP Non-CHP | NJ | 1 |  | 1 | 1 | 1 | Solar Photovoltaic | SUN | PV | 9 | 2011 |  |  | (OP) Operating | [6 empty] | Monmouth | 40.245 | -74.2433 | Map | Map | PJM
57389 | IKEA Property Inc | 58016 | IKEA Westhampton 061 | Commercial Non-CHP | NJ | PV |  | 1.8 | 1.8 | 1.8 | Solar Photovoltaic | SUN | PV | 2 | 2013 |  |  | (OP) Operating | [6 empty] | Burlington | 40.0139 | -74.8536 | Map | Map | PJM
57311 | Constellation Solar Federal LLC | 58029 | Constellation New Energy Inc | IPP Non-CHP | NJ | PV1 |  | 3.9 | 3.9 | 3.9 | Solar Photovoltaic | SUN | PV | 12 | 2011 |  |  | (OP) Operating | [6 empty] | Burlington | 39.9289 | -74.8181 | Map | Map | PJM
56990 | NJR Clean Energy Ventures Corporation | 58030 | Reeves Station Rd East | IPP Non-CHP | NJ | REEVE |  | 5.5 | 5.5 | 5.5 | Solar Photovoltaic | SUN | PV | 10 | 2012 |  |  | (OP) Operating | [6 empty] | Burlington | 39.9283 | -74.8144 | Map | Map | PJM
57407 | Riverside Renewable Energy | 58036 | Riverside Renewable Energy LLC | IPP Non-CHP | NJ | 1 |  | 7.5 | 7.5 | 7.5 | Solar Photovoltaic | SUN | PV | 11 | 2011 |  |  | (OP) Operating | [6 empty] | Camden | 39.9031 | -75.1258 | Map | Map | PJM
57411 | KDC Solar O&M LLC | 58040 | United Stationers Supply Solar Electric | Commercial Non-CHP | NJ | SEF-A |  | 2 | 2 | 2 | Solar Photovoltaic | SUN | PV | 12 | 2011 |  |  | (OP) Operating | [6 empty] | Middlesex | 40.3206 | -74.5017 | Map | Map | PJM
57411 | KDC Solar O&M LLC | 58040 | United Stationers Supply Solar Electric | Commercial Non-CHP | NJ | SEF-B |  | 0.8 | 0.8 | 0.8 | Solar Photovoltaic | SUN | PV | 12 | 2011 |  |  | (OP) Operating | [6 empty] | Middlesex | 40.3206 | -74.5017 | Map | Map | PJM
57420 | Jordache Enterprises | 58049 | Jordache Enterprises Solar | Commercial Non-CHP | NJ | PV |  | 1.3 | 1.3 | 1.3 | Solar Photovoltaic | SUN | PV | 11 | 2011 |  |  | (OP) Operating | [6 empty] | Middlesex | 40.5557 | -74.4084 | Map | Map | PJM
57446 | FRIT Solar Inc | 58070 | Mercer Mall | IPP Non-CHP | NJ | 1 |  | 1.1 | 1.1 | 1.1 | Solar Photovoltaic | SUN | PV | 3 | 2012 |  |  | (OP) Operating | [6 empty] | Mercer | 40.2906 | -74.6819 | Map | Map | PJM
57457 | Newark Energy Center, LLC | 58079 | Newark Energy Center | IPP Non-CHP | NJ | GT-1 | CCST | 225 | 211.4 | 231.4 | Natural Gas Fired Combined Cycle | NG | CT | 9 | 2015 |  |  | (OP) Operating | [6 empty] | Essex | 40.7072 | -74.1258 | Map | Map | PJM
57457 | Newark Energy Center, LLC | 58079 | Newark Energy Center | IPP Non-CHP | NJ | GT-2 | CCST | 225 | 211.3 | 231.5 | Natural Gas Fired Combined Cycle | NG | CT | 9 | 2015 |  |  | (OP) Operating | [6 empty] | Essex | 40.7072 | -74.1258 | Map | Map | PJM
57457 | Newark Energy Center, LLC | 58079 | Newark Energy Center | IPP Non-CHP | NJ | STG-1 | CCST | 285 | 285.3 | 286.9 | Natural Gas Fired Combined Cycle | NG | CA | 9 | 2015 |  |  | (OP) Operating | [6 empty] | Essex | 40.7072 | -74.1258 | Map | Map | PJM
57411 | KDC Solar O&M LLC | 58090 | Middlesex Apple Orchard Solar | Commercial Non-CHP | NJ | SEF-1 |  | 1.3 | 1.3 | 1.3 | Solar Photovoltaic | SUN | PV | 4 | 2013 |  |  | (OP) Operating | [6 empty] | Middlesex | 40.4264 | -74.4922 | Map | Map | PJM
57411 | KDC Solar O&M LLC | 58090 | Middlesex Apple Orchard Solar | Commercial Non-CHP | NJ | SEF-2 |  | 3.4 | 3.4 | 3.4 | Solar Photovoltaic | SUN | PV | 4 | 2013 |  |  | (OP) Operating | [6 empty] | Middlesex | 40.4264 | -74.4922 | Map | Map | PJM
57474 | Bed Bath & Beyond | 58093 | BBB Corporate Headquarters | IPP Non-CHP | NJ | HQNJ |  | 1 | 1 | 1 | Solar Photovoltaic | SUN | PV | 6 | 2010 |  |  | (OP) Operating | [6 empty] | Union | 40.6972 | -74.305 | Map | Map | PJM
57474 | Bed Bath & Beyond | 58094 | Christmas Tree Shops DC Burlington NJ | IPP Non-CHP | NJ | FINJ |  | 2.1 | 2.1 | 2.1 | Solar Photovoltaic | SUN | PV | 1 | 2011 |  |  | (OP) Operating | [6 empty] | Burlington | 40.1042 | -74.8128 | Map | Map | PJM
57474 | Bed Bath & Beyond | 58095 | Harmon DC Totowa NJ | IPP Non-CHP | NJ | TONJ |  | 1.5 | 1.5 | 1.5 | Solar Photovoltaic | SUN | PV | 1 | 2012 |  |  | (OP) Operating | [6 empty] | Passaic | 40.9039 | -74.2478 | Map | Map | PJM
57474 | Bed Bath & Beyond | 58096 | Bed Bath & Beyond DC Port Reading NJ | Commercial Non-CHP | NJ | PTNJ |  | 1.8 | 1.8 | 1.8 | Solar Photovoltaic | SUN | PV | 12 | 2011 |  |  | (OP) Operating | [6 empty] | Middlesex | 40.5683 | -74.2425 | Map | Map | PJM
56990 | NJR Clean Energy Ventures Corporation | 58123 | Wakefern Food Corp | IPP Non-CHP | NJ | 1 |  | 2 | 2 | 2 | Solar Photovoltaic | SUN | PV | 12 | 2012 |  |  | (OP) Operating | [6 empty] | Middlesex | 40.51 | -74.3283 | Map | Map | PJM
58137 | The College of New Jersey | 58165 | College of New Jersey | Commercial CHP | NJ | COGEN |  | 6.2 | 4.2 | 5.6 | Natural Gas Internal Combustion Engine | NG | IC | 7 | 1996 |  |  | (OP) Operating | [6 empty] | Mercer | 40.2694 | -74.7733 | Map | Map | PJM
16864 | Seaside Heights Municipal Utility | 58172 | Seaside Heights Power Plant | Electric Utility | NJ | UINT3 |  | 2 | 2 | 2 | Petroleum Liquids | DFO | IC | 9 | 2012 |  |  | (OP) Operating | [6 empty] | Ocean | 39.9433 | -74.0786 | Map | Map | PJM
16864 | Seaside Heights Municipal Utility | 58172 | Seaside Heights Power Plant | Electric Utility | NJ | UNIT1 |  | 2 | 2 | 2 | Petroleum Liquids | DFO | IC | 9 | 2012 |  |  | (OP) Operating | [6 empty] | Ocean | 39.9433 | -74.0786 | Map | Map | PJM
16864 | Seaside Heights Municipal Utility | 58172 | Seaside Heights Power Plant | Electric Utility | NJ | UNIT2 |  | 2 | 2 | 2 | Petroleum Liquids | DFO | IC | 9 | 2012 |  |  | (OP) Operating | [6 empty] | Ocean | 39.9433 | -74.0786 | Map | Map | PJM
58164 | 180 Raritan Energy Solutions, LLC | 58187 | 180 Raritan Solar | IPP Non-CHP | NJ | 1 |  | 1.9 | 1.9 | 1.9 | Solar Photovoltaic | SUN | PV | 6 | 2012 |  |  | (OP) Operating | [6 empty] | Middlesex | 40.5161 | -74.34 | Map | Map | PJM
58179 | Cinnamon Bay LLC | 58208 | Cinnamon Bay Edgeboro Landfill | IPP Non-CHP | NJ | 1 |  | 9.6 | 9.1 | 9.1 | Landfill Gas | LFG | IC | 8 | 2011 |  |  | (OP) Operating | [6 empty] | Middlesex | 40.4653 | -74.3939 | Map | Map | PJM
19856 | City of Vineland - (NJ) | 58235 | Clayville | Electric Utility | NJ | 1 |  | 73 | 55 | 61 | Natural Gas Fired Combustion Turbine | NG | GT | 11 | 2015 |  |  | (OP) Operating | [6 empty] | Cumberland | 39.4244 | -75.02 | Map | Map | PJM
57411 | KDC Solar O&M LLC | 58356 | The Lawrenceville School Solar Facility | IPP Non-CHP | NJ | TLS |  | 5.2 | 5.2 | 5.2 | Solar Photovoltaic | SUN | PV | 5 | 2012 |  |  | (OP) Operating | [6 empty] | Mercer | 40.3014 | -74.7221 | Map | Map | PJM
57411 | KDC Solar O&M LLC | 58357 | Amazon | Commercial Non-CHP | NJ | WR |  | 4.2 | 4.2 | 4.2 | Solar Photovoltaic | SUN | PV | 12 | 2011 |  |  | (OP) Operating | [6 empty] | Middlesex | 40.5664 | -74.2214 | Map | Map | PJM
57411 | KDC Solar O&M LLC | 58358 | North Jersey Media Group Solar Facility | Commercial Non-CHP | NJ | NJMG |  | 4.1 | 4.1 | 4.1 | Solar Photovoltaic | SUN | PV | 3 | 2013 |  |  | (OP) Operating | [6 empty] | Morris | 40.9242 | -74.4947 | Map | Map | PJM
57411 | KDC Solar O&M LLC | 58359 | Gerresheimer Glass Solar Facility | Commercial Non-CHP | NJ | GG |  | 2.3 | 2.3 | 2.3 | Solar Photovoltaic | SUN | PV | 9 | 2012 |  |  | (OP) Operating | [6 empty] | Cumberland | 39.4967 | -75.0186 | Map | Map | PJM
57411 | KDC Solar O&M LLC | 58360 | Atlantic Coast Freezers Solar Facility | Commercial Non-CHP | NJ | ACF |  | 2.2 | 2.2 | 2.2 | Solar Photovoltaic | SUN | PV | 4 | 2012 |  |  | (OP) Operating | [6 empty] | Cumberland | 39.5199 | -75.029 | Map | Map | PJM
57411 | KDC Solar O&M LLC | 58361 | Williams-Sonoma Solar Facility | Commercial Non-CHP | NJ | WS |  | 3 | 3 | 3 | Solar Photovoltaic | SUN | PV | 12 | 2011 |  |  | (OP) Operating | [6 empty] | Middlesex | 40.3878 | -74.4553 | Map | Map | PJM
58387 | Solar Star New Jersey VI LLC | 58402 | Solar Star New Jersey NJ LLC | IPP Non-CHP | NJ | 1 |  | 1.5 | 1.5 | 1.5 | Solar Photovoltaic | SUN | PV | 2 | 2012 |  |  | (OP) Operating | [6 empty] | Somerset | 40.4015 | -74.6697 | Map | Map | PJM
58469 | Tinton Falls Solar | 58483 | Tinton Falls Solar Farm | IPP Non-CHP | NJ | UNIT1 |  | 16 | 16 | 16 | Solar Photovoltaic | SUN | PV | 11 | 2012 |  |  | (OP) Operating | [6 empty] | Monmouth | 40.2639 | -74.0842 | Map | Map | PJM
58485 | Rutgers, The State University of NJ | 58504 | Livingston Solar Farm | Commercial Non-CHP | NJ | LVSF |  | 1.2 | 1.2 | 1 | Solar Photovoltaic | SUN | PV | 5 | 2009 |  |  | (OP) Operating | [6 empty] | Middlesex | 40.5236 | -74.43 | Map | Map | PJM
58485 | Rutgers, The State University of NJ | 58505 | Livingston Solar Canopies | Commercial Non-CHP | NJ | LVSC |  | 6.6 | 6.4 | 3.2 | Solar Photovoltaic | SUN | PV | 1 | 2013 |  |  | (OP) Operating | [6 empty] | Middlesex | 40.5275 | -74.4383 | Map | Map | PJM
60281 | Altus Power America Management, LLC | 58512 | Cornerstone Power Vineland I LLC | IPP Non-CHP | NJ | PV1 |  | 3.1 | 3.1 | 3.1 | Solar Photovoltaic | SUN | PV | 2 | 2012 |  |  | (OP) Operating | [6 empty] | Cumberland | 39.4397 | -75.0439 | Map | Map | PJM
58495 | Syncarpha Alethea I, LLC | 58519 | Alethea I | IPP Non-CHP | NJ | 1 |  | 2.8 | 2.8 | 2.8 | Solar Photovoltaic | SUN | PV | 11 | 2011 |  |  | (OP) Operating | [6 empty] | Burlington | 40.0006 | -74.735 | Map | Map | PJM
58489 | OCI Solar Power | 58536 | Cornerstone Power Holmdel LLC | IPP Non-CHP | NJ | 1 |  | 3 | 3 | 3 | Solar Photovoltaic | SUN | PV | 5 | 2013 |  |  | (OP) Operating | [6 empty] | Monmouth | 40.3522 | -74.1878 | Map | Map | PJM
56769 | Consolidated Edison Development Inc. | 58564 | Frenchtown III Solar | IPP Non-CHP | NJ | F3NJ |  | 7.9 | 7.9 | 7.9 | Solar Photovoltaic | SUN | PV | 12 | 2013 |  |  | (OP) Operating | [6 empty] | Hunterdon | 40.4825 | -75.0181 | Map | Map | PJM
60842 | Paradise Solar Urban Renewal, LLC | 58569 | Paradise Solar Energy Center | IPP Non-CHP | NJ | 1 |  | 5 | 5 | 5 | Solar Photovoltaic | SUN | PV | 3 | 2011 |  |  | (OP) Operating | [6 empty] | Gloucester | 39.8358 | -75.2225 | Map | Map | PJM
58542 | Trustees of Princeton University | 58584 | Princeton University Cogeneration | Commercial CHP | NJ | GT1 |  | 15.5 | 15.5 | 15.5 | Natural Gas Fired Combustion Turbine | NG | GT | 10 | 1996 |  |  | (OP) Operating | [6 empty] | Mercer | 40.3414 | -74.6572 | Map | Map | PJM
58542 | Trustees of Princeton University | 58584 | Princeton University Cogeneration | Commercial CHP | NJ | PV1 |  | 4.5 | 4.5 | 4.5 | Solar Photovoltaic | SUN | PV | 10 | 2012 |  |  | (OP) Operating | [6 empty] | Mercer | 40.3414 | -74.6572 | Map | Map | PJM
58590 | SEDC Jersey Gardens Owner LLC | 58653 | Jersey Gardens Phase 1 | IPP Non-CHP | NJ | 1 |  | 1.7 | 1.7 | 1.7 | Solar Photovoltaic | SUN | PV | 12 | 2011 |  |  | (OP) Operating | [6 empty] | Union | 40.6608 | -74.1733 | Map | Map | PJM
58591 | CF Jersey Gardens Owner Two LLC | 58654 | Jersey Gardens Phase 2 | IPP Non-CHP | NJ | 1 |  | 2.3 | 2.3 | 2.3 | Solar Photovoltaic | SUN | PV | 2 | 2012 |  |  | (OP) Operating | [6 empty] | Union | 40.6608 | -74.1733 | Map | Map | PJM
58682 | WR-TGC Solar Generation IV LLC | 58793 | JMB Mcguire-Dix-Lakehurst Solar Project | IPP Non-CHP | NJ | UCIV |  | 11.4 | 11.4 | 11.4 | Solar Photovoltaic | SUN | PV | 10 | 2013 |  |  | (OP) Operating | [6 empty] | Burlington | 39.9928 | -74.6369 | Map | Map | PJM
58661 | Sustainable Power Group, LLC | 58798 | AC Criminal Courts Complex SPE2, LLC | Commercial Non-CHP | NJ | ACCCC |  | 1.3 | 1.3 | 1.3 | Solar Photovoltaic | SUN | PV | 12 | 2012 |  |  | (OP) Operating | [6 empty] | Atlantic | 39.4375 | -74.6906 | Map | Map | PJM
56997 | Marina Energy LLC | 58822 | Millville City Sewer Auth WTP | Commercial Non-CHP | NJ | U1BB |  | 0.8 | 0.8 | 0.8 | Solar Photovoltaic | SUN | PV | 3 | 2013 |  |  | (OP) Operating | [6 empty] | Cumberland | 39.3764 | -75.0331 | Map | Map | PJM
56997 | Marina Energy LLC | 58822 | Millville City Sewer Auth WTP | Commercial Non-CHP | NJ | U2DB |  | 0.5 | 0.5 | 0.5 | Solar Photovoltaic | SUN | PV | 3 | 2013 |  |  | (OP) Operating | [6 empty] | Cumberland | 39.3764 | -75.0331 | Map | Map | PJM
15477 | Public Service Elec & Gas Co | 58877 | Kinsley Landfill Solar | Electric Utility | NJ | KINS |  | 8.6 | 8.6 | 8.6 | Solar Photovoltaic | SUN | PV | 1 | 2015 |  |  | (OP) Operating | [6 empty] | Gloucester | 39.7933 | -75.1064 | Map | Map | PJM
58753 | Sunlight General Morris Solar LLC | 58881 | County College of Morris | Commercial Non-CHP | NJ | PV01 |  | 2.9 | 2.9 | 2.9 | Solar Photovoltaic | SUN | PV | 11 | 2013 |  |  | (OP) Operating | [6 empty] | Morris | 40.8567 | -74.5814 | Map | Map | PJM
58754 | Sunlight General Mercer Solar LLC | 58882 | Mercer County Community College | Commercial Non-CHP | NJ | PV01 |  | 7.5 | 7.5 | 7.5 | Solar Photovoltaic | SUN | PV | 9 | 2013 |  |  | (OP) Operating | [6 empty] | Mercer | 40.2558 | -74.6453 | Map | Map | PJM
58769 | Sunlight General Somerset Solar LLC | 58896 | Patriots Stadium | Commercial Non-CHP | NJ | PV01 |  | 1 | 1 | 1 | Solar Photovoltaic | SUN | PV | 9 | 2013 |  |  | (OP) Operating | [6 empty] | Somerset | 40.5606 | -74.5514 | Map | Map | PJM
57124 | Nautilus Solar WPU LLC | 58917 | Tioga Solar Morris County 1 LLC | Commercial Non-CHP | NJ | MMIR |  | 1 | 1 | 1 | Solar Photovoltaic | SUN | PV | 2 | 2011 |  |  | (OP) Operating | [6 empty] | Morris | 40.8153 | -74.4758 | Map | Map | PJM
2265 | Bristol-Myers Squibb Co | 58947 | Bristol Myers Squibb Lawrenceville | IPP Non-CHP | NJ | TG101 |  | 4.4 | 4 | 4.4 | Natural Gas Fired Combustion Turbine | NG | GT | 4 | 1995 |  |  | (OP) Operating | [6 empty] | Mercer | 40.3247 | -74.7078 | Map | Map | PJM
58815 | KDC Solar RTC LLC | 58951 | Delilah Road Landfill | IPP Non-CHP | NJ | DRLS |  | 8.5 | 8.5 | 8.5 | Solar Photovoltaic | SUN | PV | 10 | 2016 |  |  | (OP) Operating | [6 empty] | Atlantic | 39.4161 | -74.5439 | Map | Map | PJM
15477 | Public Service Elec & Gas Co | 59001 | Parkland Landfill Solar | Electric Utility | NJ | PARK |  | 7.8 | 7.8 | 7.8 | Solar Photovoltaic | SUN | PV | 1 | 2015 |  |  | (OP) Operating | [6 empty] | Burlington | 40.1275 | -74.7108 | Map | Map | PJM
57130 | Janssen Pharmaceutical Co | 59055 | Rariton OMP | IPP Non-CHP | NJ | PV1 |  | 2.4 | 2.4 | 2.1 | Solar Photovoltaic | SUN | PV | 4 | 2012 |  |  | (OP) Operating | [6 empty] | Somerset | 40.5744 | -74.6481 | Map | Map | PJM
57130 | Janssen Pharmaceutical Co | 59057 | Skillman | IPP Non-CHP | NJ | GEN 1 |  | 2.7 | 2.7 | 2.5 | Solar Photovoltaic | SUN | PV | 3 | 2011 |  |  | (OP) Operating | [6 empty] | Somerset | 40.5744 | -74.6481 | Map | Map | PJM
57130 | Janssen Pharmaceutical Co | 59059 | Raritan ITS | IPP Non-CHP | NJ | GEN 1 |  | 2 | 2 | 2 | Solar Photovoltaic | SUN | PV | 8 | 2010 |  |  | (OP) Operating | [6 empty] | Somerset | 40.5744 | -74.6542 | Map | Map | PJM
56997 | Marina Energy LLC | 59097 | Berry Plastics Solar | IPP Non-CHP | NJ | PV1 |  | 10.1 | 9.8 | 9.8 | Solar Photovoltaic | SUN | PV | 12 | 2013 |  |  | (OP) Operating | [6 empty] | Warren | 40.6983 | -75.1519 | Map | Map | PJM
58929 | Cape May County Municipal | 59116 | Woodbine Landfill Plant | Commercial Non-CHP | NJ | V1021 |  | 3.2 | 2.1 | 2.1 | Landfill Gas | LFG | IC | 10 | 2013 |  |  | (OP) Operating | [6 empty] | Cape May | 39.2311 | -74.7808 | Map | Map | PJM
58977 | Bridgeport Disposal LLC | 59166 | Bridgeport Disposal Solar Farm | Commercial Non-CHP | NJ | BRIDG |  | 1.2 | 1.2 | 1.2 | Solar Photovoltaic | SUN | PV | 4 | 2011 |  |  | (OP) Operating | [6 empty] | Gloucester | 39.7875 | -75.3508 | Map | Map | PJM
56990 | NJR Clean Energy Ventures Corporation | 59185 | Jacobstown | IPP Non-CHP | NJ | PV1 |  | 5 | 5 | 5 | Solar Photovoltaic | SUN | PV | 9 | 2014 |  |  | (OP) Operating | [6 empty] | Burlington | 40.0637 | -74.5824 | Map | Map | PJM
56990 | NJR Clean Energy Ventures Corporation | 59186 | West Pemberton | IPP Non-CHP | NJ | PV1 |  | 7 | 7 | 7 | Solar Photovoltaic | SUN | PV | 7 | 2014 |  |  | (OP) Operating | [6 empty] | Burlington | 40.0067 | -74.7303 | Map | Map | PJM
59063 | Camden Solar Center, LLC | 59248 | CCMUA | IPP Non-CHP | NJ | CCMUA |  | 1.5 | 1.5 | 1.5 | Solar Photovoltaic | SUN | PV | 6 | 2012 |  |  | (OP) Operating | [6 empty] | Camden | 39.9231 | -75.1275 | Map | Map | PJM
56990 | NJR Clean Energy Ventures Corporation | 59277 | Medford WWTP | IPP Non-CHP | NJ | MED1 |  | 1.3 | 1.3 | 1.3 | Solar Photovoltaic | SUN | PV | 8 | 2013 |  |  | (OP) Operating | [6 empty] | Burlington | 39.9222 | -74.8067 | Map | Map | PJM
56990 | NJR Clean Energy Ventures Corporation | 59278 | Reeves South | IPP Non-CHP | NJ | REEV1 |  | 1 | 1 | 1 | Solar Photovoltaic | SUN | PV | 12 | 2013 |  |  | (OP) Operating | [6 empty] | Burlington | 39.9267 | -74.8136 | Map | Map | PJM
59100 | Sunlight General Solar Fund II, LLC | 59297 | Carrier Clinic | IPP Non-CHP | NJ | CARRI |  | 1.5 | 1.5 | 1.5 | Solar Photovoltaic | SUN | PV | 10 | 2009 |  |  | (OP) Operating | [6 empty] | Somerset | 40.47 | -74.685 | Map | Map | PJM
56990 | NJR Clean Energy Ventures Corporation | 59318 | North Run | IPP Non-CHP | NJ | NRUN1 |  | 5 | 5 | 5 | Solar Photovoltaic | SUN | PV | 1 | 2015 |  |  | (OP) Operating | [6 empty] | Burlington | 40.0696 | -74.5848 | Map | Map | PJM
56990 | NJR Clean Energy Ventures Corporation | 59319 | Rock Solid | IPP Non-CHP | NJ | ROCK1 |  | 8 | 8 | 8 | Solar Photovoltaic | SUN | PV | 11 | 2014 |  |  | (OP) Operating | [6 empty] | Monmouth | 40.2297 | -74.2258 | Map | Map | PJM
58258 | SunRay Power LLC | 59364 | Plainfield One Solar LLC | IPP Non-CHP | NJ | PV1 |  | 1.3 | 1.3 | 1.3 | Solar Photovoltaic | SUN | PV | 12 | 2011 |  |  | (OP) Operating | [6 empty] | Somerset | 40.605 | -74.4394 | Map | Map | PJM
58258 | SunRay Power LLC | 59365 | 24 Applegate Solar LLC | IPP Non-CHP | NJ | PV1 |  | 4.9 | 4.9 | 4.9 | Solar Photovoltaic | SUN | PV | 6 | 2014 |  |  | (OP) Operating | [6 empty] | Mercer | 40.2058 | -74.5797 | Map | Map | PJM
58258 | SunRay Power LLC | 59366 | G&S Wantage Solar LLC | IPP Non-CHP | NJ | PV1 |  | 8.5 | 8.5 | 8.5 | Solar Photovoltaic | SUN | PV | 1 | 2014 |  |  | (OP) Operating | [6 empty] | Sussex | 41.1892 | -74.5917 | Map | Map | PJM
58258 | SunRay Power LLC | 59367 | Engelhard Solar LLC | IPP Non-CHP | NJ | PV1 |  | 1.1 | 1.1 | 1.1 | Solar Photovoltaic | SUN | PV | 12 | 2012 |  |  | (OP) Operating | [6 empty] | Middlesex | 40.33 | -74.4625 | Map | Map | PJM
58258 | SunRay Power LLC | 59369 | Lakewood Seven Solar LLC | IPP Non-CHP | NJ | PV1 |  | 1 | 1 | 1 | Solar Photovoltaic | SUN | PV | 3 | 2012 |  |  | (OP) Operating | [6 empty] | Ocean | 40.0575 | -74.1856 | Map | Map | PJM
58258 | SunRay Power LLC | 59370 | 4 Applegate Solar LLC | IPP Non-CHP | NJ | PV1 |  | 1.8 | 1.8 | 1.8 | Solar Photovoltaic | SUN | PV | 4 | 2012 |  |  | (OP) Operating | [6 empty] | Mercer | 40.1964 | -74.5836 | Map | Map | PJM
58258 | SunRay Power LLC | 59371 | 12 Applegate Solar LLC | IPP Non-CHP | NJ | PV1 |  | 1.9 | 1.9 | 1.9 | Solar Photovoltaic | SUN | PV | 4 | 2012 |  |  | (OP) Operating | [6 empty] | Mercer | 40.2003 | -74.5761 | Map | Map | PJM
59214 | RE Cranbury Solar 1, LLC | 59446 | Cranbury | IPP Non-CHP | NJ | CRANB |  | 5 | 5 | 5 | Solar Photovoltaic | SUN | PV | 12 | 2011 |  |  | (OP) Operating | [6 empty] | Middlesex | 40.3147 | -74.4992 | Map | Map | PJM
59287 | Laurel Capital Partners | 59544 | Parlin Solar LLC | IPP Non-CHP | NJ | PV1 |  | 1.3 | 1.3 | 1.3 | Solar Photovoltaic | SUN | PV | 10 | 2012 |  |  | (OP) Operating | [6 empty] | Middlesex | 40.4567 | -74.3289 | Map | Map | PJM
15477 | Public Service Elec & Gas Co | 59601 | L&D Landfill Solar | Electric Utility | NJ | L&D |  | 10 | 10 | 10 | Solar Photovoltaic | SUN | PV | 12 | 2015 |  |  | (OP) Operating | [6 empty] | Burlington | 39.9803 | -74.7703 | Map | Map | PJM
56990 | NJR Clean Energy Ventures Corporation | 59627 | Harmony | IPP Non-CHP | NJ | HRMNY |  | 3 | 3 | 3 | Solar Photovoltaic | SUN | PV | 6 | 2015 |  |  | (OP) Operating | [6 empty] | Warren | 40.7553 | -75.171 | Map | Map | PJM
56990 | NJR Clean Energy Ventures Corporation | 59628 | Hanover | IPP Non-CHP | NJ | HNOVR |  | 5 | 5 | 5 | Solar Photovoltaic | SUN | PV | 9 | 2015 |  |  | (OP) Operating | [6 empty] | Burlington | 40.0653 | -74.5906 | Map | Map | PJM
57411 | KDC Solar O&M LLC | 59630 | CentraState Medical Center PV Facility | Commercial Non-CHP | NJ | CS |  | 5.2 | 5.2 | 5.2 | Solar Photovoltaic | SUN | PV | 10 | 2014 |  |  | (OP) Operating | [6 empty] | Monmouth | 40.2361 | -74.3214 | Map | Map | PJM
57411 | KDC Solar O&M LLC | 59631 | Imclone Solar Electric Facility | Commercial Non-CHP | NJ | IM |  | 8 | 8 | 8 | Solar Photovoltaic | SUN | PV | 5 | 2014 |  |  | (OP) Operating | [6 empty] | Somerset | 40.555 | -74.7094 | Map | Map | PJM
59518 | Wilzig Associates, LLC | 59751 | Wilzig Associates, LLC | Commercial Non-CHP | NJ | WILZG |  | 1.2 | 1.2 | 1.2 | Solar Photovoltaic | SUN | PV | 1 | 2013 |  |  | (OP) Operating | [6 empty] | Bergen | 40.8253 | -74.0944 | Map | Map | PJM
59568 | United Water, Inc. | 59797 | Bayonne MUA- Leitner-Poma Wind Turbine | IPP Non-CHP | NJ | WT1 |  | 1.5 | 0.1 | 0.3 | Onshore Wind Turbine | WND | WT | 7 | 2012 |  |  | (OP) Operating | [6 empty] | Hudson | 40.6528 | -74.1178 | Map | Map | PJM
59614 | Munich Reinsurance America, Inc | 59844 | Munich Re Plaza | Commercial Non-CHP | NJ | PZ1 |  | 1.6 | 1.6 | 1.6 | Solar Photovoltaic | SUN | PV | 7 | 2012 |  |  | (OP) Operating | [6 empty] | Middlesex | 40.3503 | -74.5927 | Map | Map | PJM
59614 | Munich Reinsurance America, Inc | 59844 | Munich Re Plaza | Commercial Non-CHP | NJ | PZ2 |  | 0.8 | 0.8 | 0.8 | Solar Photovoltaic | SUN | PV | 10 | 2012 |  |  | (OP) Operating | [6 empty] | Middlesex | 40.3503 | -74.5927 | Map | Map | PJM
60947 | Tesla Inc. | 60113 | Jackson Board of Education-Liberty HS | IPP Non-CHP | NJ | PV1 |  | 1.2 | 1.2 | 1.2 | Solar Photovoltaic | SUN | PV | 7 | 2016 |  |  | (OP) Operating | [6 empty] | Ocean | 40.0927 | -74.262 | Map | Map | PJM
57365 | Consolidated Edison Solutions Inc | 60201 | CES Cherry Hill Solar | IPP Non-CHP | NJ | CHNJ |  | 1.2 | 1.2 | 1.2 | Solar Photovoltaic | SUN | PV | 2 | 2016 |  |  | (OP) Operating | [6 empty] | Camden | 39.9419 | -75.0262 | Map | Map | PJM
60947 | Tesla Inc. | 60227 | BJ's Wholesale Club Inc Dist Center | IPP Non-CHP | NJ | PV1 |  | 1.4 | 1.4 | 1.4 | Solar Photovoltaic | SUN | PV | 10 | 2016 |  |  | (OP) Operating | [6 empty] | Burlington | 40.0985 | -74.8259 | Map | Map | PJM
56990 | NJR Clean Energy Ventures Corporation | 60265 | Junction Road | IPP Non-CHP | NJ | JUNCT |  | 4.4 | 4.7 | 4.7 | Solar Photovoltaic | SUN | PV | 5 | 2016 |  |  | (OP) Operating | [6 empty] | Hunterdon | 40.5237 | -74.8434 | Map | Map | PJM
56990 | NJR Clean Energy Ventures Corporation | 60266 | Cedar Branch | IPP Non-CHP | NJ | CEDAR |  | 5.9 | 6.2 | 6.2 | Solar Photovoltaic | SUN | PV | 10 | 2016 |  |  | (OP) Operating | [6 empty] | Atlantic | 39.5033 | -74.9645 | Map | Map | PJM
56990 | NJR Clean Energy Ventures Corporation | 60267 | Sharon Station | IPP Non-CHP | NJ | SHRN1 |  | 2.7 | 2.8 | 2.8 | Solar Photovoltaic | SUN | PV | 5 | 2016 |  |  | (OP) Operating | [6 empty] | Monmouth | 40.1826 | -74.539 | Map | Map | PJM
56990 | NJR Clean Energy Ventures Corporation | 60327 | East Amwell | IPP Non-CHP | NJ | AMWEL |  | 1.8 | 1.9 | 1.9 | Solar Photovoltaic | SUN | PV | 5 | 2016 |  |  | (OP) Operating | [6 empty] | Hunterdon | 40.4433 | -74.8764 | Map | Map | PJM
60164 | ILR Landfill | 60375 | ILR Landfill | IPP Non-CHP | NJ | ILR1 |  | 7.7 | 7.7 | 7.7 | Solar Photovoltaic | SUN | PV | 12 | 2016 |  |  | (OP) Operating | [6 empty] | Middlesex | 40.4705 | -74.3836 | Map | Map | PJM
57044 | Constellation Solar New Jersey, LLC | 60378 | NHA at Mansfield NJ | IPP Non-CHP | NJ | PV1 |  | 5 | 5 | 5 | Solar Photovoltaic | SUN | PV | 7 | 2016 |  |  | (OP) Operating | [6 empty] | Warren | 40.76 | -74.935 | Map | Map | PJM
56990 | NJR Clean Energy Ventures Corporation | 60437 | Bernards Solar | IPP Non-CHP | NJ | BERNS |  | 3.7 | 2.6 | 2.6 | Solar Photovoltaic | SUN | PV | 9 | 2016 |  |  | (OP) Operating | [6 empty] | Somerset | 40.7027 | -74.5816 | Map | Map | PJM
60267 | Hartz Solar Hamilton LLC | 60489 | Hamilton Solar-Crosswicks | IPP Non-CHP | NJ | PV1 |  | 3.5 | 3.5 | 3.5 | Solar Photovoltaic | SUN | PV | 12 | 2011 |  |  | (OP) Operating | [6 empty] | Mercer | 40.169 | -74.6301 | Map | Map | PJM
60267 | Hartz Solar Hamilton LLC | 60489 | Hamilton Solar-Crosswicks | IPP Non-CHP | NJ | PV2 |  | 4 | 4 | 4 | Solar Photovoltaic | SUN | PV | 12 | 2011 |  |  | (OP) Operating | [6 empty] | Mercer | 40.169 | -74.6301 | Map | Map | PJM
60268 | Hartz Solar LLC | 60499 | Jefferson Avenue | Commercial Non-CHP | NJ | 1 |  | 1.7 | 1.7 | 1.1 | Solar Photovoltaic | SUN | PV | 12 | 2009 |  |  | (OP) Operating | [6 empty] | Hudson | 40.7722 | -74.0687 | Map | Map | PJM
60268 | Hartz Solar LLC | 60500 | Westside Avenue | Commercial Non-CHP | NJ | 1 |  | 1 | 0.9 | 0.6 | Solar Photovoltaic | SUN | PV | 3 | 2011 |  |  | (OP) Operating | [6 empty] | Hudson | 40.8141 | -74.0213 | Map | Map | PJM
60268 | Hartz Solar LLC | 60501 | Hartz Way | Commercial Non-CHP | NJ | 1 |  | 1 | 0.9 | 0.6 | Solar Photovoltaic | SUN | PV | 12 | 2010 |  |  | (OP) Operating | [6 empty] | Hudson | 40.7828 | -74.0728 | Map | Map | PJM
56997 | Marina Energy LLC | 60709 | IFF Hazlet Ground | IPP Non-CHP | NJ | PV1 |  | 3 | 3 | 3 | Solar Photovoltaic | SUN | PV | 12 | 2014 |  |  | (OP) Operating | [6 empty] | Monmouth | 40.4382 | -74.1602 | Map | Map | PJM
56997 | Marina Energy LLC | 60727 | East Orange Solar | IPP Non-CHP | NJ | PV1 |  | 4.5 | 4.5 | 4.5 | Solar Photovoltaic | SUN | PV | 3 | 2015 |  |  | (OP) Operating | [6 empty] | Essex | 40.7476 | -74.3358 | Map | Map | PJM
56997 | Marina Energy LLC | 60728 | Howell Solar | IPP Non-CHP | NJ | PV1 |  | 7 | 7 | 7 | Solar Photovoltaic | SUN | PV | 3 | 2016 |  |  | (OP) Operating | [6 empty] | Monmouth | 40.147 | -74.1675 | Map | Map | PJM
56997 | Marina Energy LLC | 60729 | Raritan Solar | IPP Non-CHP | NJ | PV1 |  | 7.5 | 7.5 | 7.5 | Solar Photovoltaic | SUN | PV | 4 | 2016 |  |  | (OP) Operating | [6 empty] | Hunterdon | 40.4642 | -74.8579 | Map | Map | PJM
56997 | Marina Energy LLC | 60732 | Frankford Solar | IPP Non-CHP | NJ | PV1 |  | 8.2 | 8.2 | 8.2 | Solar Photovoltaic | SUN | PV | 4 | 2012 |  |  | (OP) Operating | [6 empty] | Sussex | 41.1666 | -74.7017 | Map | Map | PJM
56997 | Marina Energy LLC | 60733 | Brickyard Solar | IPP Non-CHP | NJ | PV1 |  | 1.5 | 1.5 | 1.5 | Solar Photovoltaic | SUN | PV | 6 | 2015 |  |  | (OP) Operating | [6 empty] | Monmouth | 40.1894 | -74.1545 | Map | Map | PJM
56997 | Marina Energy LLC | 60734 | Bordentown Solar | IPP Non-CHP | NJ | PV1 |  | 6.8 | 6.8 | 6.8 | Solar Photovoltaic | SUN | PV | 12 | 2015 |  |  | (OP) Operating | [6 empty] | Burlington | 40.0389 | -74.7766 | Map | Map | PJM
56997 | Marina Energy LLC | 60739 | DSM Solar | IPP Non-CHP | NJ | PV1 |  | 4.5 | 4.5 | 4.5 | Solar Photovoltaic | SUN | PV | 12 | 2014 |  |  | (OP) Operating | [6 empty] | Warren | 40.8437 | -75.0652 | Map | Map | PJM
56997 | Marina Energy LLC | 60740 | Pittsgrove Solar | IPP Non-CHP | NJ | PV1 |  | 2 | 2 | 2 | Solar Photovoltaic | SUN | PV | 5 | 2014 |  |  | (OP) Operating | [6 empty] | Salem | 39.539 | -75.1793 | Map | Map | PJM
60447 | KDC Solar GRQ LLC | 60746 | Silvi Gibraltar Rock | IPP Non-CHP | NJ | 08502 | S | 2.5 | 3 | 2.5 | Solar Photovoltaic | SUN | PV | 10 | 2016 |  |  | (OP) Operating | [6 empty] | Somerset | 40.4509 | -74.7171 | Map | Map | PJM
60446 | KDC Solar Bergen 1 | 60747 | Seabrook Village | IPP Non-CHP | NJ | 07724 |  | 3.1 | 3.1 | 3.1 | Solar Photovoltaic | SUN | PV | 9 | 2016 |  |  | (OP) Operating | [6 empty] | Monmouth | 40.2342 | -74.0872 | Map | Map | PJM
56997 | Marina Energy LLC | 60752 | Gloucester Community College Solar | IPP Non-CHP | NJ | PV1 |  | 2.3 | 2.3 | 2.3 | Solar Photovoltaic | SUN | PV | 3 | 2014 |  |  | (OP) Operating | [6 empty] | Gloucester | 39.7808 | -75.1229 | Map | Map | PJM
60281 | Altus Power America Management, LLC | 60755 | Spartan | IPP Non-CHP | NJ | PV1 |  | 8.3 | 8.3 | 8.3 | Solar Photovoltaic | SUN | PV | 3 | 2017 |  |  | (OP) Operating | [6 empty] | Burlington | 40.0478 | -74.6165 | Map | Map | PJM
56997 | Marina Energy LLC | 60759 | Freeze Solar | IPP Non-CHP | NJ | PV1 |  | 1.5 | 1.5 | 1.5 | Solar Photovoltaic | SUN | PV | 12 | 2013 |  |  | (OP) Operating | [6 empty] | Middlesex | 40.3763 | -74.5279 | Map | Map | PJM
60449 | KDC Solar PFI LLC | 60762 | Pfizer Peapack Solar | IPP Non-CHP | NJ | 07934 |  | 6.2 | 6.2 | 6.2 | Solar Photovoltaic | SUN | PV | 10 | 2016 |  |  | (OP) Operating | [6 empty] | Somerset | 40.7119 | -74.6634 | Map | Map | PJM
56997 | Marina Energy LLC | 60763 | Holland Solar | IPP Non-CHP | NJ | PV1 |  | 3 | 3 | 3 | Solar Photovoltaic | SUN | PV | 12 | 2015 |  |  | (OP) Operating | [6 empty] | Hunterdon | 40.5997 | -75.1086 | Map | Map | PJM
56997 | Marina Energy LLC | 60765 | L'Oreal Franklin | IPP Non-CHP | NJ | PV1 |  | 1 | 1.2 | 1.2 | Solar Photovoltaic | SUN | PV | 3 | 2012 |  |  | (OP) Operating | [6 empty] | Somerset | 40.4879 | -74.5214 | Map | Map | PJM
56997 | Marina Energy LLC | 60766 | L'Oreal Monmouth | IPP Non-CHP | NJ | PV1 |  | 2 | 2 | 2 | Solar Photovoltaic | SUN | PV | 2 | 2013 |  |  | (OP) Operating | [6 empty] | Monmouth | 40.4003 | -74.5047 | Map | Map | PJM
56997 | Marina Energy LLC | 60769 | Lower Cape May HS | IPP Non-CHP | NJ | PV1 |  | 1.5 | 1.5 | 1.5 | Solar Photovoltaic | SUN | PV | 12 | 2012 |  |  | (OP) Operating | [6 empty] | Cape May | 38.9767 | -74.9065 | Map | Map | PJM
56997 | Marina Energy LLC | 60771 | Timber Creek HS | IPP Non-CHP | NJ | PV1 |  | 1.3 | 1.3 | 1.3 | Solar Photovoltaic | SUN | PV | 12 | 2013 |  |  | (OP) Operating | [6 empty] | Camden | 39.7602 | -75.0148 | Map | Map | PJM
56997 | Marina Energy LLC | 60772 | Adams Ave MS and HS | IPP Non-CHP | NJ | PVHS |  | 1.8 | 1.5 | 1.5 | Solar Photovoltaic | SUN | PV | 3 | 2012 |  |  | (OP) Operating | [6 empty] | Atlantic | 39.4114 | -74.5309 | Map | Map | PJM
56997 | Marina Energy LLC | 60772 | Adams Ave MS and HS | IPP Non-CHP | NJ | PVMS |  | 1.3 | 1.5 | 1.5 | Solar Photovoltaic | SUN | PV | 7 | 2011 |  |  | (OP) Operating | [6 empty] | Atlantic | 39.4114 | -74.5309 | Map | Map | PJM
60462 | Community Foodbank of NJ | 60776 | Community Foodbank of NJ | IPP Non-CHP | NJ | FDBNK |  | 1.1 | 1.1 | 1.1 | Solar Photovoltaic | SUN | PV | 8 | 2012 |  |  | (OP) Operating | [6 empty] | Union | 40.6973 | -74.2122 | Map | Map | PJM
60467 | Royal Wine Corp | 60781 | Royal Wine Corp Solar Power Plant | Industrial Non-CHP | NJ | PV1 |  | 1 | 1 | 1 | Solar Photovoltaic | SUN | PV | 12 | 2011 |  |  | (OP) Operating | [6 empty] | Hudson | 40.6636 | -74.1002 | Map | Map | PJM
56997 | Marina Energy LLC | 60802 | ACCC Mays Landing | IPP Non-CHP | NJ | PV1 |  | 1.4 | 1.4 | 1.4 | Solar Photovoltaic | SUN | PV | 11 | 2013 |  |  | (OP) Operating | [6 empty] | Atlantic | 39.4606 | -74.6809 | Map | Map | PJM
60960 | Deutsche Bank | 60803 | Deutsche Bank- Piscataway Solar | IPP Non-CHP | NJ | DBPIS |  | 1 | 1 | 0.8 | Solar Photovoltaic | SUN | PV | 3 | 2011 |  |  | (OP) Operating | [6 empty] | Middlesex | 40.5458 | -74.4964 | Map | Map | PJM
60961 | Gemini Technologies Services, Inc. | 60804 | Gemini Technologies Services, Inc. Solar | IPP Non-CHP | NJ | DBGAT |  | 1.3 | 1.2 | 0.2 | Solar Photovoltaic | SUN | PV | 7 | 2013 |  |  | (OP) Operating | [6 empty] | Morris | 40.8484 | -74.4676 | Map | Map | PJM
60483 | Shotco Energy, LLC | 60805 | Beaver Run | IPP Non-CHP | NJ | BRUN1 |  | 7.4 | 7.4 | 7.4 | Solar Photovoltaic | SUN | PV | 9 | 2015 |  |  | (OP) Operating | [6 empty] | Sussex | 41.153 | -74.6381 | Map | Map | PJM
60268 | Hartz Solar LLC | 60806 | North Bergen Solar | IPP Non-CHP | NJ | PV1 |  | 1.6 | 1.7 | 1.1 | Solar Photovoltaic | SUN | PV | 10 | 2016 |  |  | (OP) Operating | [6 empty] | Hudson | 40.818 | -74.017 | Map | Map | PJM
58677 | CD US Solar MT1 LLC | 60808 | US Foods Solar | IPP Non-CHP | NJ | USFDS |  | 6 | 3 | 1 | Solar Photovoltaic | SUN | PV | 8 | 2012 |  |  | (OP) Operating | [6 empty] | Middlesex | 40.5344 | -74.2751 | Map | Map | PJM
60955 | Summit Water Nexus, Mount Holly, LLC | 60809 | Summit Water Nexus Mt. Holly, LLC Solar | IPP Non-CHP | NJ | MHWWT |  | 1 | 1 | 0.3 | Solar Photovoltaic | SUN | PV | 5 | 2013 |  |  | (OP) Operating | [6 empty] | Burlington | 39.9873 | -74.8018 | Map | Map | PJM
61023 | Sabert Corporation | 60810 | Sabert Solar | IPP Non-CHP | NJ | SABER |  | 1.8 | 0.8 | 0.3 | Solar Photovoltaic | SUN | PV | 10 | 2011 |  |  | (OP) Operating | [6 empty] | Middlesex | 40.4755 | -74.3209 | Map | Map | PJM
60993 | Goya Foods Inc. | 60839 | Goya Foods, Inc- Jersey City Solar | IPP Non-CHP | NJ | PV1 |  | 2.5 | 2.5 | 2.5 | Solar Photovoltaic | SUN | PV | 7 | 2015 |  |  | (OP) Operating | [6 empty] | Hudson | 40.7601 | -74.0654 | Map | Map | PJM
60993 | Goya Foods Inc. | 60840 | Goya Foods, Inc- Secaucus Solar | IPP Non-CHP | NJ | PV1 |  | 1.6 | 1.6 | 1.6 | Solar Photovoltaic | SUN | PV | 3 | 2016 |  |  | (OP) Operating | [6 empty] | Hudson | 40.7731 | -74.0774 | Map | Map | PJM
60989 | Prudential Insurance Company of America (NJ) | 60841 | Prudential 55 Livingston Roseland Solar | IPP Non-CHP | NJ | PV1 |  | 1.2 | 1.2 | 1.2 | Solar Photovoltaic | SUN | PV | 1 | 2013 |  |  | (OP) Operating | [6 empty] | Essex | 40.8146 | -74.2971 | Map | Map
60989 | Prudential Insurance Company of America (NJ) | 60842 | Prudential 80 Livingston Roseland Solar | IPP Non-CHP | NJ | PV1 |  | 1.7 | 1.7 | 1.7 | Solar Photovoltaic | SUN | PV | 12 | 2013 |  |  | (OP) Operating | [6 empty] | Essex | 40.8154 | -74.305 | Map | Map
16380 | RTC Properties Inc | 60843 | River Terminal Development Solar | Commercial Non-CHP | NJ | RTD1 |  | 0.5 | 0.5 | 0.5 | Solar Photovoltaic | SUN | PV | 6 | 2006 |  |  | (OP) Operating | [6 empty] | Hudson | 40.7278 | -74.1142 | Map | Map
16380 | RTC Properties Inc | 60843 | River Terminal Development Solar | Commercial Non-CHP | NJ | RTD2 |  | 0.6 | 0.6 | 0.6 | Solar Photovoltaic | SUN | PV | 12 | 2009 |  |  | (OP) Operating | [6 empty] | Hudson | 40.7278 | -74.1142 | Map | Map
16380 | RTC Properties Inc | 60843 | River Terminal Development Solar | Commercial Non-CHP | NJ | RTD3 |  | 0.2 | 0.2 | 0.2 | Solar Photovoltaic | SUN | PV | 5 | 2011 |  |  | (OP) Operating | [6 empty] | Hudson | 40.7278 | -74.1142 | Map | Map
16380 | RTC Properties Inc | 60843 | River Terminal Development Solar | Commercial Non-CHP | NJ | RTD4 |  | 1 | 1 | 1 | Solar Photovoltaic | SUN | PV | 9 | 2011 |  |  | (OP) Operating | [6 empty] | Hudson | 40.7278 | -74.1142 | Map | Map
16380 | RTC Properties Inc | 60843 | River Terminal Development Solar | Commercial Non-CHP | NJ | RTD5 |  | 0.4 | 0.4 | 0.4 | Solar Photovoltaic | SUN | PV | 10 | 2016 |  |  | (OP) Operating | [6 empty] | Hudson | 40.7278 | -74.1142 | Map | Map
60516 | NES Rutgers LLC | 60857 | NES Rutgers Solar | Industrial Non-CHP | NJ | LKWD1 |  | 1 | 1 | 1 | Solar Photovoltaic | SUN | PV | 10 | 2012 |  |  | (OP) Operating | [6 empty] | Ocean | 40.0709 | -74.1612 | Map | Map | PJM
2265 | Bristol-Myers Squibb Co | 60933 | Hopewell Cogeneration NJ | Commercial CHP | NJ | GEN1 |  | 2 | 2 | 2 | Natural Gas Internal Combustion Engine | NG | IC | 8 | 2015 |  |  | (OP) Operating | [6 empty] | Mercer | 40.3483 | -74.7715 | Map | Map
2265 | Bristol-Myers Squibb Co | 60933 | Hopewell Cogeneration NJ | Commercial CHP | NJ | GEN2 |  | 2 | 2 | 2 | Natural Gas Internal Combustion Engine | NG | IC | 8 | 2015 |  |  | (OP) Operating | [6 empty] | Mercer | 40.3483 | -74.7715 | Map | Map
60612 | Florence Solar W3-080, LLC | 60990 | Florence Solar W3-080, LLC | IPP Non-CHP | NJ | PV1 |  | 7.9 | 7.9 | 7.9 | Solar Photovoltaic | SUN | PV | 12 | 2016 |  |  | (OP) Operating | [6 empty] | Burlington | 40.0956 | -74.7876 | Map | Map | PJM
60640 | Brick Standard, LLC | 60994 | French's Landfill PV | Commercial Non-CHP | NJ | GEN1 |  | 6.1 | 5 | 5 | Solar Photovoltaic | SUN | PV | 10 | 2014 |  |  | (OP) Operating | [6 empty] | Ocean | 40.1097 | -74.1302 | Map | Map | PJM
56990 | NJR Clean Energy Ventures Corporation | 61073 | Pemberton Road I | IPP Non-CHP | NJ | PEMB1 |  | 9.9 | 9.9 | 9.9 | Solar Photovoltaic | SUN | PV | 6 | 2017 |  |  | (OP) Operating | [6 empty] | Burlington | 39.9818 | -74.6974 | Map | Map
56990 | NJR Clean Energy Ventures Corporation | 61074 | Pemberton Road II | IPP Non-CHP | NJ | PEMB2 |  | 9.9 | 9.9 | 9.9 | Solar Photovoltaic | SUN | PV | 6 | 2017 |  |  | (OP) Operating | [6 empty] | Burlington | 39.9799 | -74.7019 | Map | Map
60752 | RB Manufacturing LLC | 61162 | RB Manufacturing LLC Belle Mead NJ | Industrial Non-CHP | NJ | RBBM |  | 1.5 | 1.5 | 0.9 | Solar Photovoltaic | SUN | PV | 6 | 2016 |  |  | (OP) Operating | [6 empty] | Somerset | 40.4836 | -74.6501 | Map | Map
60857 | 350 Clark Solar NG, LLC | 61224 | 350 Clark Solar, NG, LLC | IPP Non-CHP | NJ | 5400 |  | 1.8 | 1.8 | 0.6 | Solar Photovoltaic | SUN | PV | 4 | 2011 |  |  | (OP) Operating | [6 empty] | Morris | 40.8942 | -74.7302 | Map | Map | PJM
60864 | Glopak Corporation | 61248 | Glopak Solar PV Power Plant | Industrial Non-CHP | NJ | INV1R |  | 0.5 | 0.5 | 0.5 | Solar Photovoltaic | SUN | PV | 8 | 2011 |  |  | (OP) Operating | [6 empty] | Middlesex | 40.5754 | -74.3928 | Map | Map | PJM
60864 | Glopak Corporation | 61248 | Glopak Solar PV Power Plant | Industrial Non-CHP | NJ | INV2G |  | 0.5 | 0.5 | 0.5 | Solar Photovoltaic | SUN | PV | 6 | 2012 |  |  | (OP) Operating | [6 empty] | Middlesex | 40.5754 | -74.3928 | Map | Map | PJM
56990 | NJR Clean Energy Ventures Corporation | 61354 | Princeton Solar Project | IPP Non-CHP | NJ | STONY |  | 2.5 | 2.5 | 2.5 | Solar Photovoltaic | SUN | PV | 9 | 2017 |  |  | (OP) Operating | [6 empty] | Mercer | 40.3797 | -74.6257 | Map | Map
60994 | IGS Solar I, LLC | 61359 | IGS Solar I - EWR5 | IPP Non-CHP | NJ | EWR5 |  | 1.9 | 1.9 | 1.3 | Solar Photovoltaic | SUN | PV | 11 | 2016 |  |  | (OP) Operating | [6 empty] | Middlesex | 40.582 | -74.255 | Map | Map | PJM
60994 | IGS Solar I, LLC | 61360 | IGS Solar I - EWR6 | IPP Non-CHP | NJ | EWR6 |  | 1.9 | 1.9 | 1.1 | Solar Photovoltaic | SUN | PV | 11 | 2016 |  |  | (OP) Operating | [6 empty] | Middlesex | 40.583 | -74.257 | Map | Map | PJM
61077 | IGS ORIX Solar I, LLC | 61466 | IOS - ERW9 | IPP Non-CHP | NJ | EWR9 |  | 5.3 | 5.3 | 3.4 | Solar Photovoltaic | SUN | PV | 8 | 2017 |  |  | (OP) Operating | [6 empty] | Middlesex | 40.595 | -74.225 | Map | Map | PJM
61091 | Hopewell Valley High School | 61473 | Hopewell Valley High School | Electric Utility | NJ | BA1 |  | 1 | 1 | 1 | Batteries | MWH | BA | 12 | 2015 |  |  | (OP) Operating | [6 empty] | Mercer | 40.328 | -74.8049 | Map | Map | PJM
61091 | Hopewell Valley High School | 61473 | Hopewell Valley High School | Electric Utility | NJ | HWVHS |  | 0.9 | 0.9 | 0.9 | Solar Photovoltaic | SUN | PV | 12 | 2015 |  |  | (OP) Operating | [6 empty] | Mercer | 40.328 | -74.8049 | Map | Map | PJM
61111 | DG New Jersey Solar, LLC | 61507 | DG New Jersey Solar RLS Logistics | IPP Non-CHP | NJ | RLSNJ |  | 4 | 4 | 4 | Solar Photovoltaic | SUN | PV | 1 | 2018 |  |  | (OP) Operating | [6 empty] | Gloucester | 39.5752 | -75.0142 | Map | Map
61113 | DG Camden, LLC | 61515 | DG Camden LLC Holtec | IPP Non-CHP | NJ | HOLTC |  | 2.2 | 2.2 | 2.2 | Solar Photovoltaic | SUN | PV | 12 | 2017 |  |  | (OP) Operating | [6 empty] | Camden | 39.911 | -75.1186 | Map | Map | PJM
61227 | Nautilus Solar Solutions | 61630 | William G Mennen Sports Solar | IPP Non-CHP | NJ | MENN |  | 1.3 | 1.3 | 1 | Solar Photovoltaic | SUN | PV | 2 | 2011 |  |  | (OP) Operating | [6 empty] | Morris | 40.8149 | -74.4759 | Map | Map | PJM
61440 | Princeton Energy Center LLC | 61822 | Princeton Energy Center, LLC | Commercial CHP | NJ | GT1 |  | 4.6 | 4.4 | 4.4 | Natural Gas Fired Combustion Turbine | NG | GT | 10 | 2012 |  |  | (OP) Operating | [6 empty] | Middlesex | 39.8339 | -74.8718 | Map | Map | PJM
15478 | PSEG Nuclear LLC | 2410 | PSEG Salem Generating Station | IPP Non-CHP | NJ | 3 |  | 41.8 | 38.4 | 38.4 | Petroleum Liquids | DFO | GT | 6 | 1971 |  |  | (SB) Standby/Backup: available for service but not normally used | [6 empty] | Salem | 39.4625 | -75.5358 | Map | Map | PJM
56606 | Calpine New Jersey Generation LLC | 8008 | Mickleton Station | IPP Non-CHP | NJ | MICK |  | 71.2 | 64.9 | 78 | Natural Gas Fired Combustion Turbine | NG | GT | 6 | 1974 |  |  | (SB) Standby/Backup: available for service but not normally used | [6 empty] | Gloucester | 39.8119 | -75.249 | Map | Map | PJM
60789 | Nautilus Power LLC | 54640 | NAEA Lakewood LLC | IPP Non-CHP | NJ | GEN1 | LCLP | 77.9 | 77.2 | 84.9 | Natural Gas Fired Combined Cycle | NG | CT | 4 | 1994 |  |  | (SB) Standby/Backup: available for service but not normally used | [6 empty] | Ocean | 40.0613 | -74.1686 | Map | Map | PJM
60789 | Nautilus Power LLC | 54640 | NAEA Lakewood LLC | IPP Non-CHP | NJ | GEN2 | LCLP | 77.9 | 76.2 | 83.9 | Natural Gas Fired Combined Cycle | NG | CT | 4 | 1994 |  |  | (SB) Standby/Backup: available for service but not normally used | [6 empty] | Ocean | 40.0613 | -74.1686 | Map | Map | PJM
60789 | Nautilus Power LLC | 54640 | NAEA Lakewood LLC | IPP Non-CHP | NJ | GEN3 | LCLP | 81 | 79.7 | 82.2 | Natural Gas Fired Combined Cycle | NG | CA | 4 | 1994 |  |  | (SB) Standby/Backup: available for service but not normally used | [6 empty] | Ocean | 40.0613 | -74.1686 | Map | Map | PJM
8927 | Hunterdon Cogeneration LP | 54707 | Hunterdon Cogen Facility | Commercial CHP | NJ | 1 |  | 4.1 | 4.1 | 4.1 | Natural Gas Fired Combustion Turbine | NG | GT | 11 | 1993 |  |  | (SB) Standby/Backup: available for service but not normally used | 2018 | 10 | 4.1 |  |  |  | Hunterdon | 40.6278 | -74.936 | Map | Map | PJM
2265 | Bristol-Myers Squibb Co | 54829 | Bristol Myers Squibb New Brunswick | Industrial CHP | NJ | GEN2 |  | 1 | 0.6 | 1 | Natural Gas Steam Turbine | NG | ST | 8 | 1999 |  |  | (SB) Standby/Backup: available for service but not normally used | [6 empty] | Middlesex | 40.4757 | -74.4462 | Map | Map | PJM
2265 | Bristol-Myers Squibb Co | 58947 | Bristol Myers Squibb Lawrenceville | IPP Non-CHP | NJ | DG101 |  | 1.2 | 0.9 | 0.9 | Petroleum Liquids | DFO | IC | 1 | 1991 |  |  | (SB) Standby/Backup: available for service but not normally used | [6 empty] | Mercer | 40.3247 | -74.7078 | Map | Map | PJM
5914 | Erie Boulevard Hydropower LP | 2566 | Fulton Hydro | IPP Non-CHP | NY | 1 |  | 0.8 | 0.1 | 0.7 | Conventional Hydroelectric | WAT | HY | 1 | 1924 |  |  | (OA) Out of service but expected to return to service in next calendar year | [6 empty] | Oswego | 43.3241 | -76.419 | Map | Map | NYIS
5914 | Erie Boulevard Hydropower LP | 2566 | Fulton Hydro | IPP Non-CHP | NY | 2 |  | 0.5 | 0.1 | 0.3 | Conventional Hydroelectric | WAT | HY | 1 | 1928 |  |  | (OA) Out of service but expected to return to service in next calendar year | [6 empty] | Oswego | 43.3241 | -76.419 | Map | Map | NYIS
16183 | Rochester Gas & Electric Corp | 2641 | Rochester 5 | Electric Utility | NY | 2 |  | 12.8 | 12.9 | 12.9 | Conventional Hydroelectric | WAT | HY | 7 | 1918 |  |  | (OA) Out of service but expected to return to service in next calendar year | [6 empty] | Monroe | 43.1803 | -77.6278 | Map | Map | NYIS
13511 | New York State Elec & Gas Corp | 6526 | Rainbow Falls Auscble | Electric Utility | NY | 1 |  | 1.3 | 1.3 | 1.3 | Conventional Hydroelectric | WAT | HY | 8 | 1926 |  |  | (OA) Out of service but expected to return to service in next calendar year | [6 empty] | Clinton | 44.5236 | -73.4617 | Map | Map | NYIS
13511 | New York State Elec & Gas Corp | 6526 | Rainbow Falls Auscble | Electric Utility | NY | 2 |  | 1.3 | 1.3 | 1.3 | Conventional Hydroelectric | WAT | HY | 8 | 1927 |  |  | (OA) Out of service but expected to return to service in next calendar year | [6 empty] | Clinton | 44.5236 | -73.4617 | Map | Map | NYIS
13511 | New York State Elec & Gas Corp | 8009 | Auburn State Street | Electric Utility | NY | 1 |  | 7 | 5.3 | 7.2 | Natural Gas Fired Combustion Turbine | NG | GT | 8 | 2000 |  |  | (OA) Out of service but expected to return to service in next calendar year | [6 empty] | Cayuga | 42.9278 | -76.5921 | Map | Map | NYIS
60779 | Black River Hydroelectric, LLC | 50512 | Glen Park Hydroelectric Project | IPP Non-CHP | NY | GEN1 |  | 14.5 | 14.5 | 14.5 | Conventional Hydroelectric | WAT | HY | 10 | 1999 |  |  | (OA) Out of service but expected to return to service in next calendar year | [6 empty] | Jefferson | 44.0006 | -75.9612 | Map | Map | NYIS
326 | Alice Falls Hydro, LLC | 54391 | Alice Falls Hydro Project | IPP Non-CHP | NY | 1 |  | 1.5 | 1.5 | 1.5 | Conventional Hydroelectric | WAT | HY | 11 | 1991 |  |  | (OA) Out of service but expected to return to service in next calendar year | [6 empty] | Clinton | 44.5192 | -73.4647 | Map | Map | NYIS
326 | Alice Falls Hydro, LLC | 54391 | Alice Falls Hydro Project | IPP Non-CHP | NY | 2 |  | 0.6 | 0.7 | 0.7 | Conventional Hydroelectric | WAT | HY | 11 | 1991 |  |  | (OA) Out of service but expected to return to service in next calendar year | [6 empty] | Clinton | 44.5192 | -73.4647 | Map | Map | NYIS
57431 | ReEnergy Biomass LLC | 54526 | ReEnergy Lyonsdale Biomass | IPP CHP | NY | STG |  | 21.1 | 19 | 19 | Wood/Wood Waste Biomass | WDS | ST | 8 | 1992 |  |  | (OA) Out of service but expected to return to service in next calendar year | [6 empty] | Lewis | 43.618 | -75.3054 | Map | Map | NYIS
11329 | NYU Langone Health | 54769 | NYU Luthern Medical Center | Commercial CHP | NY | GEN1 |  | 0.8 | 0.8 | 0.8 | Natural Gas Internal Combustion Engine | NG | IC | 1 | 1994 |  |  | (OA) Out of service but expected to return to service in next calendar year | [6 empty] | Kings | 40.6467 | -74.0211 | Map | Map | NYIS
11329 | NYU Langone Health | 54769 | NYU Luthern Medical Center | Commercial CHP | NY | GEN2 |  | 0.8 | 0.8 | 0.8 | Natural Gas Internal Combustion Engine | NG | IC | 1 | 1994 |  |  | (OA) Out of service but expected to return to service in next calendar year | [6 empty] | Kings | 40.6467 | -74.0211 | Map | Map | NYIS
15296 | New York Power Authority | 88 | Ashokan | Electric Utility | NY | 1 |  | 2.3 | 2.3 | 2.3 | Conventional Hydroelectric | WAT | HY | 11 | 1982 |  |  | (OP) Operating | [6 empty] | Ulster | 41.949 | -74.2063 | Map | Map | NYIS
15296 | New York Power Authority | 88 | Ashokan | Electric Utility | NY | 2 |  | 2.3 | 2.3 | 2.3 | Conventional Hydroelectric | WAT | HY | 11 | 1982 |  |  | (OP) Operating | [6 empty] | Ulster | 41.949 | -74.2063 | Map | Map | NYIS
3249 | Central Hudson Gas & Elec Corp | 579 | Central Hudson High Falls | Electric Utility | NY | 1 |  | 3.2 | 3.2 | 3.2 | Conventional Hydroelectric | WAT | HY | 12 | 1986 |  |  | (OP) Operating | [6 empty] | Ulster | 41.8288 | -74.1319 | Map | Map | NYIS
13511 | New York State Elec & Gas Corp | 625 | Upper Mechanicville | Electric Utility | NY | 1 |  | 8.2 | 9.2 | 9.2 | Conventional Hydroelectric | WAT | HY | 9 | 1983 |  |  | (OP) Operating | [6 empty] | Saratoga | 42.9126 | -73.6805 | Map | Map | NYIS
13511 | New York State Elec & Gas Corp | 625 | Upper Mechanicville | Electric Utility | NY | 2 |  | 8.2 | 9.2 | 9.2 | Conventional Hydroelectric | WAT | HY | 9 | 1983 |  |  | (OP) Operating | [6 empty] | Saratoga | 42.9126 | -73.6805 | Map | Map | NYIS
15296 | New York Power Authority | 808 | Jarvis (Hinckley) | Electric Utility | NY | 1 |  | 4.5 | 4.5 | 4.5 | Conventional Hydroelectric | WAT | HY | 7 | 1991 |  |  | (OP) Operating | [6 empty] | Oneida | 43.3121 | -75.109 | Map | Map | NYIS
15296 | New York Power Authority | 808 | Jarvis (Hinckley) | Electric Utility | NY | 2 |  | 4.5 | 4.5 | 4.5 | Conventional Hydroelectric | WAT | HY | 7 | 1991 |  |  | (OP) Operating | [6 empty] | Oneida | 43.3121 | -75.109 | Map | Map | NYIS
58971 | Danskammer Energy | 2480 | Danskammer Generating Station | IPP Non-CHP | NY | 1 |  | 72 | 70.7 | 68.2 | Natural Gas Steam Turbine | NG | ST | 12 | 1951 |  |  | (OP) Operating | [6 empty] | Orange | 41.5712 | -73.975 | Map | Map | NYIS
58971 | Danskammer Energy | 2480 | Danskammer Generating Station | IPP Non-CHP | NY | 2 |  | 73.5 | 65.7 | 65.5 | Natural Gas Steam Turbine | NG | ST | 9 | 1954 |  |  | (OP) Operating | [6 empty] | Orange | 41.5712 | -73.975 | Map | Map | NYIS
58971 | Danskammer Energy | 2480 | Danskammer Generating Station | IPP Non-CHP | NY | 3 |  | 147.1 | 137.7 | 137.1 | Natural Gas Steam Turbine | NG | ST | 10 | 1959 |  |  | (OP) Operating | [6 empty] | Orange | 41.5712 | -73.975 | Map | Map | NYIS
58971 | Danskammer Energy | 2480 | Danskammer Generating Station | IPP Non-CHP | NY | 4 |  | 239.4 | 221.7 | 225 | Natural Gas Steam Turbine | NG | ST | 9 | 1967 |  |  | (OP) Operating | [6 empty] | Orange | 41.5712 | -73.975 | Map | Map | NYIS
3249 | Central Hudson Gas & Elec Corp | 2481 | Dashville | Electric Utility | NY | 1 |  | 2.4 | 2.4 | 2.4 | Conventional Hydroelectric | WAT | HY | 1 | 1920 |  |  | (OP) Operating | [6 empty] | Ulster | 41.8217 | -74.0497 | Map | Map | NYIS
3249 | Central Hudson Gas & Elec Corp | 2481 | Dashville | Electric Utility | NY | 2 |  | 2.4 | 2.4 | 2.4 | Conventional Hydroelectric | WAT | HY | 1 | 1920 |  |  | (OP) Operating | [6 empty] | Ulster | 41.8217 | -74.0497 | Map | Map | NYIS
15296 | New York Power Authority | 2483 | Neversink | Electric Utility | NY | H1 |  | 25 | 22 | 23 | Conventional Hydroelectric | WAT | HY | 12 | 1953 |  |  | (OP) Operating | [6 empty] | Sullivan | 41.8194 | -74.6358 | Map | Map | NYIS
3249 | Central Hudson Gas & Elec Corp | 2485 | South Cairo | Electric Utility | NY | GT1 |  | 21.6 | 21.3 | 21.3 | Petroleum Liquids | KER | GT | 6 | 1970 |  |  | (OP) Operating | [6 empty] | Greene | 42.2913 | -73.9865 | Map | Map | NYIS
3249 | Central Hudson Gas & Elec Corp | 2486 | Sturgeon | Electric Utility | NY | H1 |  | 4.8 | 4.8 | 4.8 | Conventional Hydroelectric | WAT | HY | 1 | 1924 |  |  | (OP) Operating | [6 empty] | Ulster | 41.8482 | -74.0467 | Map | Map | NYIS
3249 | Central Hudson Gas & Elec Corp | 2486 | Sturgeon | Electric Utility | NY | H2 |  | 4.8 | 4.8 | 4.8 | Conventional Hydroelectric | WAT | HY | 1 | 1924 |  |  | (OP) Operating | [6 empty] | Ulster | 41.8482 | -74.0467 | Map | Map | NYIS
3249 | Central Hudson Gas & Elec Corp | 2486 | Sturgeon | Electric Utility | NY | H3 |  | 4.8 | 4.8 | 4.8 | Conventional Hydroelectric | WAT | HY | 1 | 1924 |  |  | (OP) Operating | [6 empty] | Ulster | 41.8482 | -74.0467 | Map | Map | NYIS
3249 | Central Hudson Gas & Elec Corp | 2487 | West Coxsackie | Electric Utility | NY | GT1 |  | 21.6 | 21.3 | 21.3 | Natural Gas Fired Combustion Turbine | NG | GT | 12 | 1969 |  |  | (OP) Operating | [6 empty] | Greene | 42.3509 | -73.8158 | Map | Map | NYIS
13192 | NRG Arthur Kill Operations Inc | 2490 | Arthur Kill Generating Station | IPP Non-CHP | NY | 2 |  | 342 | 338 | 340 | Natural Gas Steam Turbine | NG | ST | 9 | 1959 |  |  | (OP) Operating | [6 empty] | Richmond | 40.5916 | -74.2 | Map | Map | NYIS
13192 | NRG Arthur Kill Operations Inc | 2490 | Arthur Kill Generating Station | IPP Non-CHP | NY | 3 |  | 535.5 | 508 | 519 | Natural Gas Steam Turbine | NG | ST | 6 | 1969 |  |  | (OP) Operating | [6 empty] | Richmond | 40.5916 | -74.2 | Map | Map | NYIS
13192 | NRG Arthur Kill Operations Inc | 2490 | Arthur Kill Generating Station | IPP Non-CHP | NY | GT1 |  | 18 | 12 | 15 | Natural Gas Fired Combustion Turbine | NG | GT | 1 | 1970 |  |  | (OP) Operating | [6 empty] | Richmond | 40.5916 | -74.2 | Map | Map | NYIS
4226 | Consolidated Edison Co-NY Inc | 2493 | East River | Electric Utility | NY | 1 |  | 180 | 153.1 | 197.8 | Natural Gas Fired Combustion Turbine | NG | GT | 4 | 2005 |  |  | (OP) Operating | [6 empty] | New York | 40.7281 | -73.9742 | Map | Map | NYIS
4226 | Consolidated Edison Co-NY Inc | 2493 | East River | Electric Utility | NY | 2 |  | 180 | 154 | 198.5 | Natural Gas Fired Combustion Turbine | NG | GT | 4 | 2005 |  |  | (OP) Operating | [6 empty] | New York | 40.7281 | -73.9742 | Map | Map | NYIS
4226 | Consolidated Edison Co-NY Inc | 2493 | East River | Electric Utility | NY | 6 |  | 156.2 | 143.9 | 148.6 | Natural Gas Steam Turbine | NG | ST | 11 | 1951 |  |  | (OP) Operating | [6 empty] | New York | 40.7281 | -73.9742 | Map | Map | NYIS
4226 | Consolidated Edison Co-NY Inc | 2493 | East River | Electric Utility | NY | 7 |  | 200 | 187 | 188.6 | Natural Gas Steam Turbine | NG | ST | 6 | 1955 |  |  | (OP) Operating | [6 empty] | New York | 40.7281 | -73.9742 | Map | Map | NYIS
54863 | U S Power Generating Company LLC | 2494 | Gowanus Gas Turbines Generating | IPP Non-CHP | NY | GT11 |  | 20 | 18.7 | 23.9 | Petroleum Liquids | DFO | GT | 6 | 1971 |  |  | (OP) Operating | [6 empty] | Kings | 40.6635 | -74.0051 | Map | Map | NYIS
54863 | U S Power Generating Company LLC | 2494 | Gowanus Gas Turbines Generating | IPP Non-CHP | NY | GT12 |  | 20 | 19.2 | 24.7 | Petroleum Liquids | DFO | GT | 6 | 1971 |  |  | (OP) Operating | [6 empty] | Kings | 40.6635 | -74.0051 | Map | Map | NYIS
54863 | U S Power Generating Company LLC | 2494 | Gowanus Gas Turbines Generating | IPP Non-CHP | NY | GT13 |  | 20 | 17.4 | 21.9 | Petroleum Liquids | DFO | GT | 6 | 1971 |  |  | (OP) Operating | [6 empty] | Kings | 40.6635 | -74.0051 | Map | Map | NYIS
54863 | U S Power Generating Company LLC | 2494 | Gowanus Gas Turbines Generating | IPP Non-CHP | NY | GT14 |  | 20 | 16.2 | 20.9 | Petroleum Liquids | DFO | GT | 6 | 1971 |  |  | (OP) Operating | [6 empty] | Kings | 40.6635 | -74.0051 | Map | Map | NYIS
54863 | U S Power Generating Company LLC | 2494 | Gowanus Gas Turbines Generating | IPP Non-CHP | NY | GT15 |  | 20 | 17.4 | 21.6 | Petroleum Liquids | DFO | GT | 6 | 1971 |  |  | (OP) Operating | [6 empty] | Kings | 40.6635 | -74.0051 | Map | Map | NYIS
54863 | U S Power Generating Company LLC | 2494 | Gowanus Gas Turbines Generating | IPP Non-CHP | NY | GT16 |  | 20 | 16.1 | 20.8 | Petroleum Liquids | DFO | GT | 6 | 1971 |  |  | (OP) Operating | [6 empty] | Kings | 40.6635 | -74.0051 | Map | Map | NYIS
54863 | U S Power Generating Company LLC | 2494 | Gowanus Gas Turbines Generating | IPP Non-CHP | NY | GT17 |  | 20 | 17 | 22.2 | Petroleum Liquids | DFO | GT | 6 | 1971 |  |  | (OP) Operating | [6 empty] | Kings | 40.6635 | -74.0051 | Map | Map | NYIS
54863 | U S Power Generating Company LLC | 2494 | Gowanus Gas Turbines Generating | IPP Non-CHP | NY | GT18 |  | 20 | 16 | 20.4 | Petroleum Liquids | DFO | GT | 6 | 1971 |  |  | (OP) Operating | [6 empty] | Kings | 40.6635 | -74.0051 | Map | Map | NYIS
54863 | U S Power Generating Company LLC | 2494 | Gowanus Gas Turbines Generating | IPP Non-CHP | NY | GT21 |  | 20 | 16.9 | 21.1 | Natural Gas Fired Combustion Turbine | NG | GT | 6 | 1971 |  |  | (OP) Operating | [6 empty] | Kings | 40.6635 | -74.0051 | Map | Map | NYIS
54863 | U S Power Generating Company LLC | 2494 | Gowanus Gas Turbines Generating | IPP Non-CHP | NY | GT22 |  | 20 | 17.8 | 22.6 | Natural Gas Fired Combustion Turbine | NG | GT | 6 | 1971 |  |  | (OP) Operating | [6 empty] | Kings | 40.6635 | -74.0051 | Map | Map | NYIS
54863 | U S Power Generating Company LLC | 2494 | Gowanus Gas Turbines Generating | IPP Non-CHP | NY | GT23 |  | 20 | 19.1 | 24 | Natural Gas Fired Combustion Turbine | NG | GT | 6 | 1971 |  |  | (OP) Operating | [6 empty] | Kings | 40.6635 | -74.0051 | Map | Map | NYIS
54863 | U S Power Generating Company LLC | 2494 | Gowanus Gas Turbines Generating | IPP Non-CHP | NY | GT24 |  | 20 | 17.1 | 22.1 | Natural Gas Fired Combustion Turbine | NG | GT | 6 | 1971 |  |  | (OP) Operating | [6 empty] | Kings | 40.6635 | -74.0051 | Map | Map | NYIS
54863 | U S Power Generating Company LLC | 2494 | Gowanus Gas Turbines Generating | IPP Non-CHP | NY | GT25 |  | 20 | 17.6 | 22.2 | Natural Gas Fired Combustion Turbine | NG | GT | 6 | 1971 |  |  | (OP) Operating | [6 empty] | Kings | 40.6635 | -74.0051 | Map | Map | NYIS
54863 | U S Power Generating Company LLC | 2494 | Gowanus Gas Turbines Generating | IPP Non-CHP | NY | GT26 |  | 20 | 19.1 | 24.3 | Natural Gas Fired Combustion Turbine | NG | GT | 6 | 1971 |  |  | (OP) Operating | [6 empty] | Kings | 40.6635 | -74.0051 | Map | Map | NYIS
54863 | U S Power Generating Company LLC | 2494 | Gowanus Gas Turbines Generating | IPP Non-CHP | NY | GT27 |  | 20 | 18.8 | 23.8 | Natural Gas Fired Combustion Turbine | NG | GT | 6 | 1971 |  |  | (OP) Operating | [6 empty] | Kings | 40.6635 | -74.0051 | Map | Map | NYIS
54863 | U S Power Generating Company LLC | 2494 | Gowanus Gas Turbines Generating | IPP Non-CHP | NY | GT28 |  | 20 | 17 | 22 | Natural Gas Fired Combustion Turbine | NG | GT | 6 | 1971 |  |  | (OP) Operating | [6 empty] | Kings | 40.6635 | -74.0051 | Map | Map | NYIS
54863 | U S Power Generating Company LLC | 2494 | Gowanus Gas Turbines Generating | IPP Non-CHP | NY | GT31 |  | 20 | 16.8 | 21.4 | Natural Gas Fired Combustion Turbine | NG | GT | 7 | 1971 |  |  | (OP) Operating | [6 empty] | Kings | 40.6635 | -74.0051 | Map | Map | NYIS
54863 | U S Power Generating Company LLC | 2494 | Gowanus Gas Turbines Generating | IPP Non-CHP | NY | GT32 |  | 20 | 16.7 | 21.5 | Natural Gas Fired Combustion Turbine | NG | GT | 7 | 1971 |  |  | (OP) Operating | [6 empty] | Kings | 40.6635 | -74.0051 | Map | Map | NYIS
54863 | U S Power Generating Company LLC | 2494 | Gowanus Gas Turbines Generating | IPP Non-CHP | NY | GT33 |  | 20 | 18.8 | 23 | Natural Gas Fired Combustion Turbine | NG | GT | 7 | 1971 |  |  | (OP) Operating | [6 empty] | Kings | 40.6635 | -74.0051 | Map | Map | NYIS
54863 | U S Power Generating Company LLC | 2494 | Gowanus Gas Turbines Generating | IPP Non-CHP | NY | GT34 |  | 20 | 16.7 | 22.6 | Natural Gas Fired Combustion Turbine | NG | GT | 7 | 1971 |  |  | (OP) Operating | [6 empty] | Kings | 40.6635 | -74.0051 | Map | Map | NYIS
54863 | U S Power Generating Company LLC | 2494 | Gowanus Gas Turbines Generating | IPP Non-CHP | NY | GT35 |  | 20 | 17 | 22.3 | Natural Gas Fired Combustion Turbine | NG | GT | 7 | 1971 |  |  | (OP) Operating | [6 empty] | Kings | 40.6635 | -74.0051 | Map | Map | NYIS
54863 | U S Power Generating Company LLC | 2494 | Gowanus Gas Turbines Generating | IPP Non-CHP | NY | GT36 |  | 20 | 15.5 | 20.3 | Natural Gas Fired Combustion Turbine | NG | GT | 7 | 1971 |  |  | (OP) Operating | [6 empty] | Kings | 40.6635 | -74.0051 | Map | Map | NYIS
54863 | U S Power Generating Company LLC | 2494 | Gowanus Gas Turbines Generating | IPP Non-CHP | NY | GT37 |  | 20 | 17.6 | 23 | Natural Gas Fired Combustion Turbine | NG | GT | 7 | 1971 |  |  | (OP) Operating | [6 empty] | Kings | 40.6635 | -74.0051 | Map | Map | NYIS
54863 | U S Power Generating Company LLC | 2494 | Gowanus Gas Turbines Generating | IPP Non-CHP | NY | GT38 |  | 20 | 18.3 | 23.3 | Natural Gas Fired Combustion Turbine | NG | GT | 7 | 1971 |  |  | (OP) Operating | [6 empty] | Kings | 40.6635 | -74.0051 | Map | Map | NYIS
54863 | U S Power Generating Company LLC | 2494 | Gowanus Gas Turbines Generating | IPP Non-CHP | NY | GT41 |  | 20 | 18.9 | 24.2 | Petroleum Liquids | DFO | GT | 7 | 1971 |  |  | (OP) Operating | [6 empty] | Kings | 40.6635 | -74.0051 | Map | Map | NYIS
54863 | U S Power Generating Company LLC | 2494 | Gowanus Gas Turbines Generating | IPP Non-CHP | NY | GT42 |  | 20 | 17.6 | 22.3 | Petroleum Liquids | DFO | GT | 7 | 1971 |  |  | (OP) Operating | [6 empty] | Kings | 40.6635 | -74.0051 | Map | Map | NYIS
54863 | U S Power Generating Company LLC | 2494 | Gowanus Gas Turbines Generating | IPP Non-CHP | NY | GT43 |  | 20 | 17 | 22.2 | Petroleum Liquids | DFO | GT | 7 | 1971 |  |  | (OP) Operating | [6 empty] | Kings | 40.6635 | -74.0051 | Map | Map | NYIS
54863 | U S Power Generating Company LLC | 2494 | Gowanus Gas Turbines Generating | IPP Non-CHP | NY | GT44 |  | 20 | 16.5 | 21.3 | Petroleum Liquids | DFO | GT | 7 | 1971 |  |  | (OP) Operating | [6 empty] | Kings | 40.6635 | -74.0051 | Map | Map | NYIS
54863 | U S Power Generating Company LLC | 2494 | Gowanus Gas Turbines Generating | IPP Non-CHP | NY | GT45 |  | 20 | 16.2 | 21.1 | Petroleum Liquids | DFO | GT | 7 | 1971 |  |  | (OP) Operating | [6 empty] | Kings | 40.6635 | -74.0051 | Map | Map | NYIS
54863 | U S Power Generating Company LLC | 2494 | Gowanus Gas Turbines Generating | IPP Non-CHP | NY | GT46 |  | 20 | 17.6 | 23.1 | Petroleum Liquids | DFO | GT | 7 | 1971 |  |  | (OP) Operating | [6 empty] | Kings | 40.6635 | -74.0051 | Map | Map | NYIS
54863 | U S Power Generating Company LLC | 2494 | Gowanus Gas Turbines Generating | IPP Non-CHP | NY | GT47 |  | 20 | 17.1 | 20.9 | Petroleum Liquids | DFO | GT | 7 | 1971 |  |  | (OP) Operating | [6 empty] | Kings | 40.6635 | -74.0051 | Map | Map | NYIS
54863 | U S Power Generating Company LLC | 2494 | Gowanus Gas Turbines Generating | IPP Non-CHP | NY | GT48 |  | 20 | 17.1 | 22.3 | Petroleum Liquids | DFO | GT | 7 | 1971 |  |  | (OP) Operating | [6 empty] | Kings | 40.6635 | -74.0051 | Map | Map | NYIS
4226 | Consolidated Edison Co-NY Inc | 2496 | Hudson Avenue | Electric Utility | NY | 4 |  | 16.3 | 13.5 | 16.2 | Petroleum Liquids | KER | GT | 7 | 1970 |  |  | (OP) Operating | [6 empty] | Kings | 40.7052 | -73.9807 | Map | Map | NYIS
4226 | Consolidated Edison Co-NY Inc | 2496 | Hudson Avenue | Electric Utility | NY | GT3 |  | 16.3 | 13.8 | 18.9 | Petroleum Liquids | KER | GT | 7 | 1970 |  |  | (OP) Operating | [6 empty] | Kings | 40.7052 | -73.9807 | Map | Map | NYIS
4226 | Consolidated Edison Co-NY Inc | 2496 | Hudson Avenue | Electric Utility | NY | GT5 |  | 16.3 | 14.4 | 16.5 | Petroleum Liquids | KER | GT | 7 | 1970 |  |  | (OP) Operating | [6 empty] | Kings | 40.7052 | -73.9807 | Map | Map | NYIS
6027 | Entergy Nuclear Indian Point 2 | 2497 | Indian Point 2 | IPP Non-CHP | NY | 2 |  | 1299 | 1012.1 | 1028.2 | Nuclear | NUC | ST | 8 | 1973 |  |  | (OP) Operating | [6 empty] | Westchester | 41.2706 | -73.9527 | Map | Map | NYIS
54863 | U S Power Generating Company LLC | 2499 | Narrows Gas Turbines Generating | IPP Non-CHP | NY | NT11 |  | 22 | 18.9 | 23.9 | Natural Gas Fired Combustion Turbine | NG | GT | 5 | 1972 |  |  | (OP) Operating | [6 empty] | Kings | 40.6486 | -74.0208 | Map | Map | NYIS
54863 | U S Power Generating Company LLC | 2499 | Narrows Gas Turbines Generating | IPP Non-CHP | NY | NT12 |  | 22 | 17.3 | 22.4 | Natural Gas Fired Combustion Turbine | NG | GT | 5 | 1972 |  |  | (OP) Operating | [6 empty] | Kings | 40.6486 | -74.0208 | Map | Map | NYIS
54863 | U S Power Generating Company LLC | 2499 | Narrows Gas Turbines Generating | IPP Non-CHP | NY | NT13 |  | 22 | 18.9 | 23.4 | Natural Gas Fired Combustion Turbine | NG | GT | 5 | 1972 |  |  | (OP) Operating | [6 empty] | Kings | 40.6486 | -74.0208 | Map | Map | NYIS
54863 | U S Power Generating Company LLC | 2499 | Narrows Gas Turbines Generating | IPP Non-CHP | NY | NT14 |  | 22 | 19.1 | 24.4 | Natural Gas Fired Combustion Turbine | NG | GT | 5 | 1972 |  |  | (OP) Operating | [6 empty] | Kings | 40.6486 | -74.0208 | Map | Map | NYIS
54863 | U S Power Generating Company LLC | 2499 | Narrows Gas Turbines Generating | IPP Non-CHP | NY | NT15 |  | 22 | 19.8 | 24.4 | Natural Gas Fired Combustion Turbine | NG | GT | 5 | 1972 |  |  | (OP) Operating | [6 empty] | Kings | 40.6486 | -74.0208 | Map | Map | NYIS
54863 | U S Power Generating Company LLC | 2499 | Narrows Gas Turbines Generating | IPP Non-CHP | NY | NT16 |  | 22 | 16.5 | 22.1 | Natural Gas Fired Combustion Turbine | NG | GT | 5 | 1972 |  |  | (OP) Operating | [6 empty] | Kings | 40.6486 | -74.0208 | Map | Map | NYIS
54863 | U S Power Generating Company LLC | 2499 | Narrows Gas Turbines Generating | IPP Non-CHP | NY | NT17 |  | 22 | 15.6 | 20.6 | Natural Gas Fired Combustion Turbine | NG | GT | 5 | 1972 |  |  | (OP) Operating | [6 empty] | Kings | 40.6486 | -74.0208 | Map | Map | NYIS
54863 | U S Power Generating Company LLC | 2499 | Narrows Gas Turbines Generating | IPP Non-CHP | NY | NT18 |  | 22 | 17.4 | 21.9 | Natural Gas Fired Combustion Turbine | NG | GT | 5 | 1972 |  |  | (OP) Operating | [6 empty] | Kings | 40.6486 | -74.0208 | Map | Map | NYIS
54863 | U S Power Generating Company LLC | 2499 | Narrows Gas Turbines Generating | IPP Non-CHP | NY | NT21 |  | 22 | 18.6 | 23.8 | Natural Gas Fired Combustion Turbine | NG | GT | 6 | 1972 |  |  | (OP) Operating | [6 empty] | Kings | 40.6486 | -74.0208 | Map | Map | NYIS
54863 | U S Power Generating Company LLC | 2499 | Narrows Gas Turbines Generating | IPP Non-CHP | NY | NT22 |  | 22 | 16.6 | 22.6 | Natural Gas Fired Combustion Turbine | NG | GT | 6 | 1972 |  |  | (OP) Operating | [6 empty] | Kings | 40.6486 | -74.0208 | Map | Map | NYIS
54863 | U S Power Generating Company LLC | 2499 | Narrows Gas Turbines Generating | IPP Non-CHP | NY | NT23 |  | 22 | 18 | 23.8 | Natural Gas Fired Combustion Turbine | NG | GT | 6 | 1972 |  |  | (OP) Operating | [6 empty] | Kings | 40.6486 | -74.0208 | Map | Map | NYIS
54863 | U S Power Generating Company LLC | 2499 | Narrows Gas Turbines Generating | IPP Non-CHP | NY | NT24 |  | 22 | 18.7 | 24.1 | Natural Gas Fired Combustion Turbine | NG | GT | 6 | 1972 |  |  | (OP) Operating | [6 empty] | Kings | 40.6486 | -74.0208 | Map | Map | NYIS
54863 | U S Power Generating Company LLC | 2499 | Narrows Gas Turbines Generating | IPP Non-CHP | NY | NT25 |  | 22 | 18 | 23.7 | Natural Gas Fired Combustion Turbine | NG | GT | 6 | 1972 |  |  | (OP) Operating | [6 empty] | Kings | 40.6486 | -74.0208 | Map | Map | NYIS
54863 | U S Power Generating Company LLC | 2499 | Narrows Gas Turbines Generating | IPP Non-CHP | NY | NT26 |  | 22 | 15.4 | 20.8 | Natural Gas Fired Combustion Turbine | NG | GT | 6 | 1972 |  |  | (OP) Operating | [6 empty] | Kings | 40.6486 | -74.0208 | Map | Map | NYIS
54863 | U S Power Generating Company LLC | 2499 | Narrows Gas Turbines Generating | IPP Non-CHP | NY | NT27 |  | 22 | 18.1 | 24.1 | Natural Gas Fired Combustion Turbine | NG | GT | 6 | 1972 |  |  | (OP) Operating | [6 empty] | Kings | 40.6486 | -74.0208 | Map | Map | NYIS
54863 | U S Power Generating Company LLC | 2499 | Narrows Gas Turbines Generating | IPP Non-CHP | NY | NT28 |  | 22 | 16 | 21.6 | Natural Gas Fired Combustion Turbine | NG | GT | 6 | 1972 |  |  | (OP) Operating | [6 empty] | Kings | 40.6486 | -74.0208 | Map | Map | NYIS
61130 | Helix Ravenswood, LLC | 2500 | Ravenswood | IPP Non-CHP | NY | 1 |  | 400 | 368 | 368 | Natural Gas Steam Turbine | NG | ST | 2 | 1963 |  |  | (OP) Operating | [6 empty] | Queens | 40.7592 | -73.9461 | Map | Map | NYIS
61130 | Helix Ravenswood, LLC | 2500 | Ravenswood | IPP Non-CHP | NY | 2 |  | 400 | 372.5 | 375 | Natural Gas Steam Turbine | NG | ST | 5 | 1963 |  |  | (OP) Operating | [6 empty] | Queens | 40.7592 | -73.9461 | Map | Map | NYIS
61130 | Helix Ravenswood, LLC | 2500 | Ravenswood | IPP Non-CHP | NY | 3 |  | 1027 | 973 | 974.2 | Natural Gas Steam Turbine | NG | ST | 6 | 1965 |  |  | (OP) Operating | [6 empty] | Queens | 40.7592 | -73.9461 | Map | Map | NYIS
61130 | Helix Ravenswood, LLC | 2500 | Ravenswood | IPP Non-CHP | NY | 4 | CCR4 | 170 | 169.7 | 194.2 | Natural Gas Fired Combined Cycle | NG | CT | 12 | 2003 |  |  | (OP) Operating | [6 empty] | Queens | 40.7592 | -73.9461 | Map | Map | NYIS
61130 | Helix Ravenswood, LLC | 2500 | Ravenswood | IPP Non-CHP | NY | 4S | CCR4 | 80 | 79.1 | 82.7 | Natural Gas Fired Combined Cycle | NG | CA | 12 | 2003 |  |  | (OP) Operating | [6 empty] | Queens | 40.7592 | -73.9461 | Map | Map | NYIS
4226 | Consolidated Edison Co-NY Inc | 2503 | 59th Street | Electric Utility | NY | GT1 |  | 17.1 | 14.9 | 22.2 | Natural Gas Fired Combustion Turbine | NG | GT | 6 | 1969 |  |  | (OP) Operating | [6 empty] | New York | 40.7713 | -73.9912 | Map | Map | NYIS
4226 | Consolidated Edison Co-NY Inc | 2504 | 74th Street | Electric Utility | NY | GT1 |  | 18.5 | 17.9 | 21.3 | Petroleum Liquids | KER | GT | 10 | 1968 |  |  | (OP) Operating | [6 empty] | New York | 40.768 | -73.9515 | Map | Map | NYIS
4226 | Consolidated Edison Co-NY Inc | 2504 | 74th Street | Electric Utility | NY | GT2 |  | 18.5 | 19.8 | 20.2 | Petroleum Liquids | KER | GT | 10 | 1968 |  |  | (OP) Operating | [6 empty] | New York | 40.768 | -73.9515 | Map | Map | NYIS
56505 | National Grid Generation LLC | 2511 | E F Barrett | Electric Utility | NY | 10 |  | 41.8 | 39.6 | 49.7 | Natural Gas Fired Combustion Turbine | NG | GT | 6 | 1971 |  |  | (OP) Operating | [6 empty] | Nassau | 40.6167 | -73.6479 | Map | Map | NYIS
56505 | National Grid Generation LLC | 2511 | E F Barrett | Electric Utility | NY | 11 |  | 41.8 | 40.1 | 49.7 | Natural Gas Fired Combustion Turbine | NG | GT | 6 | 1971 |  |  | (OP) Operating | [6 empty] | Nassau | 40.6167 | -73.6479 | Map | Map | NYIS
56505 | National Grid Generation LLC | 2511 | E F Barrett | Electric Utility | NY | 12 |  | 41.8 | 40.9 | 49.3 | Natural Gas Fired Combustion Turbine | NG | GT | 6 | 1971 |  |  | (OP) Operating | [6 empty] | Nassau | 40.6167 | -73.6479 | Map | Map | NYIS
56505 | National Grid Generation LLC | 2511 | E F Barrett | Electric Utility | NY | 3 |  | 18 | 17.2 | 20 | Natural Gas Fired Combustion Turbine | NG | GT | 6 | 1970 |  |  | (OP) Operating | [6 empty] | Nassau | 40.6167 | -73.6479 | Map | Map | NYIS
56505 | National Grid Generation LLC | 2511 | E F Barrett | Electric Utility | NY | 4 |  | 18 | 17.1 | 19.2 | Natural Gas Fired Combustion Turbine | NG | GT | 7 | 1970 |  |  | (OP) Operating | [6 empty] | Nassau | 40.6167 | -73.6479 | Map | Map | NYIS
56505 | National Grid Generation LLC | 2511 | E F Barrett | Electric Utility | NY | 5 |  | 18 | 17.3 | 19.9 | Natural Gas Fired Combustion Turbine | NG | GT | 7 | 1970 |  |  | (OP) Operating | [6 empty] | Nassau | 40.6167 | -73.6479 | Map | Map | NYIS
56505 | National Grid Generation LLC | 2511 | E F Barrett | Electric Utility | NY | 6 |  | 18 | 17.8 | 20 | Natural Gas Fired Combustion Turbine | NG | GT | 7 | 1970 |  |  | (OP) Operating | [6 empty] | Nassau | 40.6167 | -73.6479 | Map | Map | NYIS
56505 | National Grid Generation LLC | 2511 | E F Barrett | Electric Utility | NY | 8 |  | 18 | 16.9 | 20.4 | Natural Gas Fired Combustion Turbine | NG | GT | 7 | 1970 |  |  | (OP) Operating | [6 empty] | Nassau | 40.6167 | -73.6479 | Map | Map | NYIS
56505 | National Grid Generation LLC | 2511 | E F Barrett | Electric Utility | NY | 9 |  | 41.8 | 40.7 | 50.3 | Natural Gas Fired Combustion Turbine | NG | GT | 6 | 1971 |  |  | (OP) Operating | [6 empty] | Nassau | 40.6167 | -73.6479 | Map | Map | NYIS
56505 | National Grid Generation LLC | 2511 | E F Barrett | Electric Utility | NY | GT1 |  | 18 | 17.4 | 16 | Natural Gas Fired Combustion Turbine | NG | GT | 6 | 1970 |  |  | (OP) Operating | [6 empty] | Nassau | 40.6167 | -73.6479 | Map | Map | NYIS
56505 | National Grid Generation LLC | 2511 | E F Barrett | Electric Utility | NY | GT2 |  | 18 | 17.5 | 18.7 | Natural Gas Fired Combustion Turbine | NG | GT | 6 | 1970 |  |  | (OP) Operating | [6 empty] | Nassau | 40.6167 | -73.6479 | Map | Map | NYIS
56505 | National Grid Generation LLC | 2511 | E F Barrett | Electric Utility | NY | ST1 |  | 188 | 193 | 199.2 | Natural Gas Steam Turbine | NG | ST | 11 | 1956 |  |  | (OP) Operating | [6 empty] | Nassau | 40.6167 | -73.6479 | Map | Map | NYIS
56505 | National Grid Generation LLC | 2511 | E F Barrett | Electric Utility | NY | ST2 |  | 188 | 192.7 | 196 | Natural Gas Steam Turbine | NG | ST | 10 | 1963 |  |  | (OP) Operating | [6 empty] | Nassau | 40.6167 | -73.6479 | Map | Map | NYIS
56505 | National Grid Generation LLC | 2512 | East Hampton | Electric Utility | NY | 1 |  | 21.3 | 19.2 | 24 | Petroleum Liquids | DFO | GT | 12 | 1970 |  |  | (OP) Operating | [6 empty] | Suffolk | 40.9617 | -72.2103 | Map | Map | NYIS
56505 | National Grid Generation LLC | 2512 | East Hampton | Electric Utility | NY | 2 |  | 2 | 2 | 2 | Petroleum Liquids | DFO | IC | 12 | 1962 |  |  | (OP) Operating | [6 empty] | Suffolk | 40.9617 | -72.2103 | Map | Map | NYIS
56505 | National Grid Generation LLC | 2512 | East Hampton | Electric Utility | NY | 3 |  | 2 | 2 | 2.1 | Petroleum Liquids | DFO | IC | 12 | 1962 |  |  | (OP) Operating | [6 empty] | Suffolk | 40.9617 | -72.2103 | Map | Map | NYIS
56505 | National Grid Generation LLC | 2512 | East Hampton | Electric Utility | NY | 4 |  | 2 | 2 | 2.1 | Petroleum Liquids | DFO | IC | 12 | 1962 |  |  | (OP) Operating | [6 empty] | Suffolk | 40.9617 | -72.2103 | Map | Map | NYIS
56505 | National Grid Generation LLC | 2514 | Glenwood | Electric Utility | NY | GT2 |  | 55 | 49 | 55.1 | Petroleum Liquids | DFO | GT | 6 | 1972 |  |  | (OP) Operating | [6 empty] | Nassau | 40.8271 | -73.6475 | Map | Map | NYIS
56505 | National Grid Generation LLC | 2514 | Glenwood | Electric Utility | NY | GT3 |  | 55 | 55.1 | 68.6 | Petroleum Liquids | DFO | GT | 6 | 1972 |  |  | (OP) Operating | [6 empty] | Nassau | 40.8271 | -73.6475 | Map | Map | NYIS
56505 | National Grid Generation LLC | 2516 | Northport | Electric Utility | NY | 2 |  | 387 | 399 | 399 | Natural Gas Steam Turbine | NG | ST | 6 | 1968 |  |  | (OP) Operating | [6 empty] | Suffolk | 40.9236 | -73.3423 | Map | Map | NYIS
56505 | National Grid Generation LLC | 2516 | Northport | Electric Utility | NY | 3 |  | 387 | 390.5 | 390 | Natural Gas Steam Turbine | NG | ST | 7 | 1972 |  |  | (OP) Operating | [6 empty] | Suffolk | 40.9236 | -73.3423 | Map | Map | NYIS
56505 | National Grid Generation LLC | 2516 | Northport | Electric Utility | NY | 4 |  | 387 | 391.7 | 386.2 | Natural Gas Steam Turbine | NG | ST | 12 | 1977 |  |  | (OP) Operating | [6 empty] | Suffolk | 40.9236 | -73.3423 | Map | Map | NYIS
56505 | National Grid Generation LLC | 2516 | Northport | Electric Utility | NY | GT1 |  | 16 | 11.8 | 15.8 | Petroleum Liquids | DFO | GT | 3 | 1967 |  |  | (OP) Operating | [6 empty] | Suffolk | 40.9236 | -73.3423 | Map | Map | NYIS
56505 | National Grid Generation LLC | 2516 | Northport | Electric Utility | NY | ST1 |  | 387 | 399.5 | 397 | Natural Gas Steam Turbine | NG | ST | 7 | 1967 |  |  | (OP) Operating | [6 empty] | Suffolk | 40.9236 | -73.3423 | Map | Map | NYIS
56505 | National Grid Generation LLC | 2517 | Port Jefferson | Electric Utility | NY | 3 |  | 188 | 190.3 | 188.5 | Natural Gas Steam Turbine | NG | ST | 11 | 1958 |  |  | (OP) Operating | [6 empty] | Suffolk | 40.9497 | -73.0785 | Map | Map | NYIS
56505 | National Grid Generation LLC | 2517 | Port Jefferson | Electric Utility | NY | 4 |  | 188 | 189.5 | 198.2 | Natural Gas Steam Turbine | NG | ST | 11 | 1960 |  |  | (OP) Operating | [6 empty] | Suffolk | 40.9497 | -73.0785 | Map | Map | NYIS
56505 | National Grid Generation LLC | 2517 | Port Jefferson | Electric Utility | NY | GT1 |  | 16 | 12.1 | 16.3 | Petroleum Liquids | DFO | GT | 12 | 1966 |  |  | (OP) Operating | [6 empty] | Suffolk | 40.9497 | -73.0785 | Map | Map | NYIS
56505 | National Grid Generation LLC | 2517 | Port Jefferson | Electric Utility | NY | GT2 |  | 53 | 40.5 | 45.7 | Natural Gas Fired Combustion Turbine | NG | GT | 7 | 2002 |  |  | (OP) Operating | [6 empty] | Suffolk | 40.9497 | -73.0785 | Map | Map | NYIS
56505 | National Grid Generation LLC | 2517 | Port Jefferson | Electric Utility | NY | GT3 |  | 53 | 41.1 | 46.3 | Natural Gas Fired Combustion Turbine | NG | GT | 7 | 2002 |  |  | (OP) Operating | [6 empty] | Suffolk | 40.9497 | -73.0785 | Map | Map | NYIS
56505 | National Grid Generation LLC | 2518 | Shoreham | Electric Utility | NY | GT1 |  | 52.9 | 49.8 | 65 | Petroleum Liquids | DFO | GT | 7 | 1971 |  |  | (OP) Operating | [6 empty] | Suffolk | 40.9616 | -72.865 | Map | Map | NYIS
56505 | National Grid Generation LLC | 2518 | Shoreham | Electric Utility | NY | GT2 |  | 18.6 | 15.9 | 19.7 | Petroleum Liquids | DFO | GT | 4 | 1966 |  |  | (OP) Operating | [6 empty] | Suffolk | 40.9616 | -72.865 | Map | Map | NYIS
56505 | National Grid Generation LLC | 2519 | South Hampton | Electric Utility | NY | 1 |  | 11.5 | 8.5 | 10.4 | Petroleum Liquids | DFO | GT | 3 | 1963 |  |  | (OP) Operating | [6 empty] | Suffolk | 40.9 | -72.382 | Map | Map | NYIS
56505 | National Grid Generation LLC | 2520 | Southold | Electric Utility | NY | 1 |  | 14 | 10 | 9 | Petroleum Liquids | DFO | GT | 8 | 1964 |  |  | (OP) Operating | [6 empty] | Suffolk | 41.1059 | -72.3761 | Map | Map | NYIS
56505 | National Grid Generation LLC | 2521 | West Babylon | Electric Utility | NY | 4 |  | 52.4 | 49.7 | 66.5 | Petroleum Liquids | DFO | GT | 8 | 1971 |  |  | (OP) Operating | [6 empty] | Suffolk | 40.6955 | -73.3486 | Map | Map | NYIS
13511 | New York State Elec & Gas Corp | 2522 | Cadyville | Electric Utility | NY | 1 |  | 1.2 | 1.2 | 1.2 | Conventional Hydroelectric | WAT | HY | 8 | 1921 |  |  | (OP) Operating | [6 empty] | Clinton | 44.695 | -73.6219 | Map | Map | NYIS
13511 | New York State Elec & Gas Corp | 2522 | Cadyville | Electric Utility | NY | 2 |  | 1.2 | 1.2 | 1.2 | Conventional Hydroelectric | WAT | HY | 8 | 1921 |  |  | (OP) Operating | [6 empty] | Clinton | 44.695 | -73.6219 | Map | Map | NYIS
13511 | New York State Elec & Gas Corp | 2522 | Cadyville | Electric Utility | NY | 3 |  | 3.1 | 3.1 | 3.1 | Conventional Hydroelectric | WAT | HY | 9 | 1986 |  |  | (OP) Operating | [6 empty] | Clinton | 44.695 | -73.6219 | Map | Map | NYIS
25 | Greenidge Generation Holdings LLC | 2527 | Greenidge Generation LLC | IPP Non-CHP | NY | 4 |  | 112 | 107.5 | 106.3 | Natural Gas Steam Turbine | NG | ST | 12 | 1953 |  |  | (OP) Operating | [6 empty] | Yates | 42.6789 | -76.9483 | Map | Map | NYIS
13511 | New York State Elec & Gas Corp | 2528 | Harris Lake | Electric Utility | NY | 1 |  | 1.7 | 1.7 | 1.7 | Petroleum Liquids | DFO | IC | 9 | 1967 |  |  | (OP) Operating | [6 empty] | Essex | 43.9719 | -74.1861 | Map | Map | NYIS
13511 | New York State Elec & Gas Corp | 2528 | Harris Lake | Electric Utility | NY | 2 |  | 2.5 | 2.3 | 2.3 | Petroleum Liquids | DFO | IC | 8 | 2017 |  |  | (OP) Operating | [6 empty] | Essex | 43.9719 | -74.1861 | Map | Map | NYIS
13511 | New York State Elec & Gas Corp | 2530 | High Falls - Saranac NY | Electric Utility | NY | 1 |  | 4 | 4 | 4 | Conventional Hydroelectric | WAT | HY | 8 | 1948 |  |  | (OP) Operating | [6 empty] | Clinton | 44.6389 | -73.7492 | Map | Map | NYIS
13511 | New York State Elec & Gas Corp | 2530 | High Falls - Saranac NY | Electric Utility | NY | 2 |  | 4 | 4 | 4 | Conventional Hydroelectric | WAT | HY | 8 | 1949 |  |  | (OP) Operating | [6 empty] | Clinton | 44.6389 | -73.7492 | Map | Map | NYIS
13511 | New York State Elec & Gas Corp | 2530 | High Falls - Saranac NY | Electric Utility | NY | 3 |  | 7 | 7 | 7 | Conventional Hydroelectric | WAT | HY | 8 | 1956 |  |  | (OP) Operating | [6 empty] | Clinton | 44.6389 | -73.7492 | Map | Map | NYIS
13511 | New York State Elec & Gas Corp | 2532 | Kent Falls | Electric Utility | NY | 1 |  | 3.2 | 3.8 | 3.8 | Conventional Hydroelectric | WAT | HY | 8 | 1928 |  |  | (OP) Operating | [6 empty] | Clinton | 44.7053 | -73.5967 | Map | Map | NYIS
13511 | New York State Elec & Gas Corp | 2532 | Kent Falls | Electric Utility | NY | 2 |  | 3.2 | 3.8 | 3.8 | Conventional Hydroelectric | WAT | HY | 8 | 1928 |  |  | (OP) Operating | [6 empty] | Clinton | 44.7053 | -73.5967 | Map | Map | NYIS
13511 | New York State Elec & Gas Corp | 2532 | Kent Falls | Electric Utility | NY | 3 |  | 6 | 6 | 6 | Conventional Hydroelectric | WAT | HY | 7 | 1985 |  |  | (OP) Operating | [6 empty] | Clinton | 44.7053 | -73.5967 | Map | Map | NYIS
22125 | Cayuga Operating Company, LLC | 2535 | Cayuga Operating Company | IPP Non-CHP | NY | 1 |  | 155.3 | 152 | 151.2 | Conventional Steam Coal | BIT | ST | 9 | 1955 |  |  | (OP) Operating | [6 empty] | Tompkins | 42.6028 | -76.6336 | Map | Map | NYIS
22125 | Cayuga Operating Company, LLC | 2535 | Cayuga Operating Company | IPP Non-CHP | NY | 2 |  | 167.2 | 150.2 | 158 | Conventional Steam Coal | BIT | ST | 10 | 1958 |  |  | (OP) Operating | [6 empty] | Tompkins | 42.6028 | -76.6336 | Map | Map | NYIS
14294 | PSEG Power New York Inc | 2539 | Bethlehem Energy Center | IPP Non-CHP | NY | 5 | CC1 | 194.3 | 182.6 | 203.9 | Natural Gas Fired Combined Cycle | NG | CT | 7 | 2005 |  |  | (OP) Operating | [6 empty] | Albany | 42.5942 | -73.7638 | Map | Map | NYIS
14294 | PSEG Power New York Inc | 2539 | Bethlehem Energy Center | IPP Non-CHP | NY | 6 | CC1 | 194.3 | 166.6 | 187.9 | Natural Gas Fired Combined Cycle | NG | CT | 7 | 2005 |  |  | (OP) Operating |  |  |  | 2019 | 4 | 16 | Albany | 42.5942 | -73.7638 | Map | Map | NYIS
14294 | PSEG Power New York Inc | 2539 | Bethlehem Energy Center | IPP Non-CHP | NY | 7 | CC1 | 194.3 | 182.6 | 203.9 | Natural Gas Fired Combined Cycle | NG | CT | 7 | 2005 |  |  | (OP) Operating | [6 empty] | Albany | 42.5942 | -73.7638 | Map | Map | NYIS
14294 | PSEG Power New York Inc | 2539 | Bethlehem Energy Center | IPP Non-CHP | NY | 8 | CC1 | 310.2 | 257 | 296.6 | Natural Gas Fired Combined Cycle | NG | CA | 7 | 2005 |  |  | (OP) Operating | [6 empty] | Albany | 42.5942 | -73.7638 | Map | Map | NYIS
5914 | Erie Boulevard Hydropower LP | 2540 | Allens Falls | IPP Non-CHP | NY | 1 |  | 4 | 3.5 | 5 | Conventional Hydroelectric | WAT | HY | 1 | 1927 |  |  | (OP) Operating | [6 empty] | St Lawrence | 44.6603 | -74.8603 | Map | Map | NYIS
5914 | Erie Boulevard Hydropower LP | 2543 | Beardslee | IPP Non-CHP | NY | 1 |  | 10 | 8.5 | 8.9 | Conventional Hydroelectric | WAT | HY | 1 | 1924 |  |  | (OP) Operating | [6 empty] | Herkimer | 43.0191 | -74.7413 | Map | Map | NYIS
5914 | Erie Boulevard Hydropower LP | 2543 | Beardslee | IPP Non-CHP | NY | 2 |  | 10 | 8.1 | 7.8 | Conventional Hydroelectric | WAT | HY | 1 | 1924 |  |  | (OP) Operating | [6 empty] | Herkimer | 43.0191 | -74.7413 | Map | Map | NYIS
5914 | Erie Boulevard Hydropower LP | 2544 | Belfort | IPP Non-CHP | NY | 1 |  | 0.4 | 0.4 | 0.4 | Conventional Hydroelectric | WAT | HY | 1 | 1903 |  |  | (OP) Operating | [6 empty] | Lewis | 43.9275 | -75.3331 | Map | Map | NYIS
5914 | Erie Boulevard Hydropower LP | 2544 | Belfort | IPP Non-CHP | NY | 2 |  | 0.6 | 0.5 | 0.5 | Conventional Hydroelectric | WAT | HY | 1 | 1915 |  |  | (OP) Operating | [6 empty] | Lewis | 43.9275 | -75.3331 | Map | Map | NYIS
5914 | Erie Boulevard Hydropower LP | 2544 | Belfort | IPP Non-CHP | NY | 3 |  | 1 | 0.9 | 0.9 | Conventional Hydroelectric | WAT | HY | 1 | 1918 |  |  | (OP) Operating | [6 empty] | Lewis | 43.9275 | -75.3331 | Map | Map | NYIS
5914 | Erie Boulevard Hydropower LP | 2545 | Bennetts Bridge | IPP Non-CHP | NY | 1 |  | 9 | 8.4 | 7 | Conventional Hydroelectric | WAT | HY | 1 | 1932 |  |  | (OP) Operating | [6 empty] | Oswego | 43.5317 | -75.9531 | Map | Map | NYIS
5914 | Erie Boulevard Hydropower LP | 2545 | Bennetts Bridge | IPP Non-CHP | NY | 2 |  | 9 | 8.4 | 7.5 | Conventional Hydroelectric | WAT | HY | 1 | 1932 |  |  | (OP) Operating | [6 empty] | Oswego | 43.5317 | -75.9531 | Map | Map | NYIS
5914 | Erie Boulevard Hydropower LP | 2545 | Bennetts Bridge | IPP Non-CHP | NY | 3 |  | 9 | 6.3 | 7.3 | Conventional Hydroelectric | WAT | HY | 1 | 1966 |  |  | (OP) Operating | [6 empty] | Oswego | 43.5317 | -75.9531 | Map | Map | NYIS
5914 | Erie Boulevard Hydropower LP | 2545 | Bennetts Bridge | IPP Non-CHP | NY | 4 |  | 9 | 7.2 | 7.3 | Conventional Hydroelectric | WAT | HY | 1 | 1966 |  |  | (OP) Operating | [6 empty] | Oswego | 43.5317 | -75.9531 | Map | Map | NYIS
5914 | Erie Boulevard Hydropower LP | 2546 | Black River | IPP Non-CHP | NY | 1 |  | 2 | 1.5 | 2.3 | Conventional Hydroelectric | WAT | HY | 1 | 1920 |  |  | (OP) Operating | [6 empty] | Jefferson | 44.0001 | -75.8131 | Map | Map | NYIS
5914 | Erie Boulevard Hydropower LP | 2546 | Black River | IPP Non-CHP | NY | 2 |  | 2 | 1.5 | 2.3 | Conventional Hydroelectric | WAT | HY | 1 | 1920 |  |  | (OP) Operating | [6 empty] | Jefferson | 44.0001 | -75.8131 | Map | Map | NYIS
5914 | Erie Boulevard Hydropower LP | 2546 | Black River | IPP Non-CHP | NY | 3 |  | 2 | 1.5 | 2.3 | Conventional Hydroelectric | WAT | HY | 1 | 1920 |  |  | (OP) Operating | [6 empty] | Jefferson | 44.0001 | -75.8131 | Map | Map | NYIS
5914 | Erie Boulevard Hydropower LP | 2547 | Blake | IPP Non-CHP | NY | 1 |  | 15 | 14.2 | 14.5 | Conventional Hydroelectric | WAT | HY | 1 | 1957 |  |  | (OP) Operating | [6 empty] | St Lawrence | 44.5065 | -74.7534 | Map | Map | NYIS
5914 | Erie Boulevard Hydropower LP | 2548 | Browns Falls | IPP Non-CHP | NY | 1 |  | 8 | 7.9 | 7.6 | Conventional Hydroelectric | WAT | HY | 1 | 1923 |  |  | (OP) Operating | [6 empty] | St Lawrence | 44.2114 | -75.0594 | Map | Map | NYIS
5914 | Erie Boulevard Hydropower LP | 2548 | Browns Falls | IPP Non-CHP | NY | 2 |  | 8 | 7.9 | 7.6 | Conventional Hydroelectric | WAT | HY | 1 | 1923 |  |  | (OP) Operating | [6 empty] | St Lawrence | 44.2114 | -75.0594 | Map | Map | NYIS
5914 | Erie Boulevard Hydropower LP | 2550 | Chasm | IPP Non-CHP | NY | 1 |  | 1 | 0.5 | 0.6 | Conventional Hydroelectric | WAT | HY | 1 | 1913 |  |  | (OP) Operating | [6 empty] | Franklin | 44.7533 | -74.2169 | Map | Map | NYIS
5914 | Erie Boulevard Hydropower LP | 2550 | Chasm | IPP Non-CHP | NY | 2 |  | 1 | 0.5 | 0.6 | Conventional Hydroelectric | WAT | HY | 1 | 1913 |  |  | (OP) Operating | [6 empty] | Franklin | 44.7533 | -74.2169 | Map | Map | NYIS
5914 | Erie Boulevard Hydropower LP | 2550 | Chasm | IPP Non-CHP | NY | 3 |  | 1 | 0.6 | 0.7 | Conventional Hydroelectric | WAT | HY | 1 | 1926 |  |  | (OP) Operating | [6 empty] | Franklin | 44.7533 | -74.2169 | Map | Map | NYIS
5914 | Erie Boulevard Hydropower LP | 2551 | Colton | IPP Non-CHP | NY | 1 |  | 11 | 9.9 | 9.7 | Conventional Hydroelectric | WAT | HY | 1 | 1918 |  |  | (OP) Operating | [6 empty] | St Lawrence | 44.5839 | -74.9583 | Map | Map | NYIS
5914 | Erie Boulevard Hydropower LP | 2551 | Colton | IPP Non-CHP | NY | 2 |  | 12 | 10.3 | 9.9 | Conventional Hydroelectric | WAT | HY | 1 | 1918 |  |  | (OP) Operating | [6 empty] | St Lawrence | 44.5839 | -74.9583 | Map | Map | NYIS
5914 | Erie Boulevard Hydropower LP | 2551 | Colton | IPP Non-CHP | NY | 3 |  | 13 | 9.5 | 11.1 | Conventional Hydroelectric | WAT | HY | 1 | 1928 |  |  | (OP) Operating | [6 empty] | St Lawrence | 44.5839 | -74.9583 | Map | Map | NYIS
5914 | Erie Boulevard Hydropower LP | 2552 | Deferiet | IPP Non-CHP | NY | 1 |  | 4 | 3.6 | 3.6 | Conventional Hydroelectric | WAT | HY | 1 | 1925 |  |  | (OP) Operating | [6 empty] | Jefferson | 44.0381 | -75.6806 | Map | Map | NYIS
5914 | Erie Boulevard Hydropower LP | 2552 | Deferiet | IPP Non-CHP | NY | 2 |  | 4 | 3.6 | 3.6 | Conventional Hydroelectric | WAT | HY | 1 | 1925 |  |  | (OP) Operating | [6 empty] | Jefferson | 44.0381 | -75.6806 | Map | Map | NYIS
5914 | Erie Boulevard Hydropower LP | 2552 | Deferiet | IPP Non-CHP | NY | 3 |  | 4 | 3.6 | 3.6 | Conventional Hydroelectric | WAT | HY | 1 | 1925 |  |  | (OP) Operating | [6 empty] | Jefferson | 44.0381 | -75.6806 | Map | Map | NYIS
5914 | Erie Boulevard Hydropower LP | 2555 | Eagle | IPP Non-CHP | NY | 1 |  | 2 | 1.4 | 1.1 | Conventional Hydroelectric | WAT | HY | 1 | 1914 |  |  | (OP) Operating | [6 empty] | Lewis | 43.9097 | -75.2008 | Map | Map | NYIS
5914 | Erie Boulevard Hydropower LP | 2555 | Eagle | IPP Non-CHP | NY | 2 |  | 1 | 1.2 | 1 | Conventional Hydroelectric | WAT | HY | 1 | 1915 |  |  | (OP) Operating | [6 empty] | Lewis | 43.9097 | -75.2008 | Map | Map | NYIS
5914 | Erie Boulevard Hydropower LP | 2555 | Eagle | IPP Non-CHP | NY | 3 |  | 1 | 1.2 | 1 | Conventional Hydroelectric | WAT | HY | 1 | 1919 |  |  | (OP) Operating | [6 empty] | Lewis | 43.9097 | -75.2008 | Map | Map | NYIS
5914 | Erie Boulevard Hydropower LP | 2555 | Eagle | IPP Non-CHP | NY | 4 |  | 2 | 2 | 1.8 | Conventional Hydroelectric | WAT | HY | 1 | 1925 |  |  | (OP) Operating | [6 empty] | Lewis | 43.9097 | -75.2008 | Map | Map | NYIS
5914 | Erie Boulevard Hydropower LP | 2556 | Eel Weir | IPP Non-CHP | NY | 1 |  | 0.5 | 0.4 | 0.4 | Conventional Hydroelectric | WAT | HY | 1 | 1928 |  |  | (OP) Operating | [6 empty] | St Lawrence | 44.6384 | -75.4905 | Map | Map | NYIS
5914 | Erie Boulevard Hydropower LP | 2556 | Eel Weir | IPP Non-CHP | NY | 2 |  | 1 | 0.8 | 0.8 | Conventional Hydroelectric | WAT | HY | 1 | 1928 |  |  | (OP) Operating | [6 empty] | St Lawrence | 44.6384 | -75.4905 | Map | Map | NYIS
5914 | Erie Boulevard Hydropower LP | 2556 | Eel Weir | IPP Non-CHP | NY | 3 |  | 1 | 0.8 | 0.8 | Conventional Hydroelectric | WAT | HY | 1 | 1928 |  |  | (OP) Operating | [6 empty] | St Lawrence | 44.6384 | -75.4905 | Map | Map | NYIS
5914 | Erie Boulevard Hydropower LP | 2557 | Effley | IPP Non-CHP | NY | 1 |  | 0.4 | 0.4 | 0.4 | Conventional Hydroelectric | WAT | HY | 1 | 1902 |  |  | (OP) Operating | [6 empty] | Lewis | 43.9228 | -75.2779 | Map | Map | NYIS
5914 | Erie Boulevard Hydropower LP | 2557 | Effley | IPP Non-CHP | NY | 2 |  | 0.4 | 0.4 | 0.4 | Conventional Hydroelectric | WAT | HY | 1 | 1907 |  |  | (OP) Operating | [6 empty] | Lewis | 43.9228 | -75.2779 | Map | Map | NYIS
5914 | Erie Boulevard Hydropower LP | 2557 | Effley | IPP Non-CHP | NY | 3 |  | 0.6 | 0.4 | 0.4 | Conventional Hydroelectric | WAT | HY | 1 | 1910 |  |  | (OP) Operating | [6 empty] | Lewis | 43.9228 | -75.2779 | Map | Map | NYIS
5914 | Erie Boulevard Hydropower LP | 2557 | Effley | IPP Non-CHP | NY | 4 |  | 1.6 | 1.7 | 1.4 | Conventional Hydroelectric | WAT | HY | 1 | 1923 |  |  | (OP) Operating | [6 empty] | Lewis | 43.9228 | -75.2779 | Map | Map | NYIS
5914 | Erie Boulevard Hydropower LP | 2559 | Elmer | IPP Non-CHP | NY | 1 |  | 1 | 1 | 1 | Conventional Hydroelectric | WAT | HY | 1 | 1916 |  |  | (OP) Operating | [6 empty] | Lewis | 43.9275 | -75.2883 | Map | Map | NYIS
5914 | Erie Boulevard Hydropower LP | 2559 | Elmer | IPP Non-CHP | NY | 2 |  | 1 | 1 | 1 | Conventional Hydroelectric | WAT | HY | 1 | 1916 |  |  | (OP) Operating | [6 empty] | Lewis | 43.9275 | -75.2883 | Map | Map | NYIS
5914 | Erie Boulevard Hydropower LP | 2560 | Ephratah | IPP Non-CHP | NY | 1 |  | 1 | 0.9 | 0.9 | Conventional Hydroelectric | WAT | HY | 1 | 1920 |  |  | (OP) Operating | [6 empty] | Fulton | 43.0092 | -74.5372 | Map | Map | NYIS
5914 | Erie Boulevard Hydropower LP | 2560 | Ephratah | IPP Non-CHP | NY | 2 |  | 1 | 0.9 | 1 | Conventional Hydroelectric | WAT | HY | 1 | 1911 |  |  | (OP) Operating | [6 empty] | Fulton | 43.0092 | -74.5372 | Map | Map | NYIS
5914 | Erie Boulevard Hydropower LP | 2560 | Ephratah | IPP Non-CHP | NY | 3 |  | 1 | 0.9 | 1 | Conventional Hydroelectric | WAT | HY | 1 | 1911 |  |  | (OP) Operating | [6 empty] | Fulton | 43.0092 | -74.5372 | Map | Map | NYIS
5914 | Erie Boulevard Hydropower LP | 2560 | Ephratah | IPP Non-CHP | NY | 4 |  | 1 | 1 | 1 | Conventional Hydroelectric | WAT | HY | 1 | 1911 |  |  | (OP) Operating | [6 empty] | Fulton | 43.0092 | -74.5372 | Map | Map | NYIS
5914 | Erie Boulevard Hydropower LP | 2561 | East Norfolk | IPP Non-CHP | NY | 1 |  | 4 | 4.1 | 4 | Conventional Hydroelectric | WAT | HY | 1 | 1928 |  |  | (OP) Operating | [6 empty] | St Lawrence | 44.7989 | -74.9856 | Map | Map | NYIS
5914 | Erie Boulevard Hydropower LP | 2562 | Five Falls | IPP Non-CHP | NY | 1 |  | 24 | 22.4 | 23.5 | Conventional Hydroelectric | WAT | HY | 1 | 1955 |  |  | (OP) Operating | [6 empty] | St Lawrence | 44.5275 | -74.8492 | Map | Map | NYIS
5914 | Erie Boulevard Hydropower LP | 2563 | Flat Rock | IPP Non-CHP | NY | 1 |  | 2 | 2.4 | 2.4 | Conventional Hydroelectric | WAT | HY | 1 | 1924 |  |  | (OP) Operating | [6 empty] | St Lawrence | 44.2217 | -75.0742 | Map | Map | NYIS
5914 | Erie Boulevard Hydropower LP | 2563 | Flat Rock | IPP Non-CHP | NY | 2 |  | 3 | 2.8 | 2.8 | Conventional Hydroelectric | WAT | HY | 1 | 1924 |  |  | (OP) Operating | [6 empty] | St Lawrence | 44.2217 | -75.0742 | Map | Map | NYIS
5914 | Erie Boulevard Hydropower LP | 2564 | Franklin (NY) | IPP Non-CHP | NY | 1 |  | 1 | 0.9 | 0.9 | Conventional Hydroelectric | WAT | HY | 1 | 1911 |  |  | (OP) Operating | [6 empty] | Franklin | 44.4372 | -73.9725 | Map | Map | NYIS
5914 | Erie Boulevard Hydropower LP | 2564 | Franklin (NY) | IPP Non-CHP | NY | 2 |  | 1 | 1.1 | 1.1 | Conventional Hydroelectric | WAT | HY | 1 | 1926 |  |  | (OP) Operating | [6 empty] | Franklin | 44.4372 | -73.9725 | Map | Map | NYIS
5914 | Erie Boulevard Hydropower LP | 2568 | Glenwood Hydro | IPP Non-CHP | NY | 1 |  | 0.5 | 0.5 | 0.4 | Conventional Hydroelectric | WAT | HY | 1 | 1950 |  |  | (OP) Operating | [6 empty] | Orleans | 43.2358 | -78.3906 | Map | Map | NYIS
5914 | Erie Boulevard Hydropower LP | 2568 | Glenwood Hydro | IPP Non-CHP | NY | 2 |  | 0.5 | 0.5 | 0.4 | Conventional Hydroelectric | WAT | HY | 1 | 1950 |  |  | (OP) Operating | [6 empty] | Orleans | 43.2358 | -78.3906 | Map | Map | NYIS
5914 | Erie Boulevard Hydropower LP | 2568 | Glenwood Hydro | IPP Non-CHP | NY | 3 |  | 0.5 | 0.5 | 0.4 | Conventional Hydroelectric | WAT | HY | 1 | 1950 |  |  | (OP) Operating | [6 empty] | Orleans | 43.2358 | -78.3906 | Map | Map | NYIS
5914 | Erie Boulevard Hydropower LP | 2569 | Granby | IPP Non-CHP | NY | 1 |  | 5 | 5.1 | 5.2 | Conventional Hydroelectric | WAT | HY | 1 | 1983 |  |  | (OP) Operating | [6 empty] | Oswego | 43.3234 | -76.4208 | Map | Map | NYIS
5914 | Erie Boulevard Hydropower LP | 2569 | Granby | IPP Non-CHP | NY | 2 |  | 5 | 5.1 | 5.2 | Conventional Hydroelectric | WAT | HY | 1 | 1983 |  |  | (OP) Operating | [6 empty] | Oswego | 43.3234 | -76.4208 | Map | Map | NYIS
5914 | Erie Boulevard Hydropower LP | 2571 | Hannawa | IPP Non-CHP | NY | 1 |  | 4 | 3.6 | 3.6 | Conventional Hydroelectric | WAT | HY | 1 | 1914 |  |  | (OP) Operating | [6 empty] | St Lawrence | 44.6192 | -74.9733 | Map | Map | NYIS
5914 | Erie Boulevard Hydropower LP | 2571 | Hannawa | IPP Non-CHP | NY | 2 |  | 4 | 3.9 | 3.9 | Conventional Hydroelectric | WAT | HY | 1 | 1920 |  |  | (OP) Operating | [6 empty] | St Lawrence | 44.6192 | -74.9733 | Map | Map | NYIS
5914 | Erie Boulevard Hydropower LP | 2572 | Herrings | IPP Non-CHP | NY | 1 |  | 1.8 | 1.5 | 1.5 | Conventional Hydroelectric | WAT | HY | 1 | 1924 |  |  | (OP) Operating | [6 empty] | Jefferson | 44.0217 | -75.6511 | Map | Map | NYIS
5914 | Erie Boulevard Hydropower LP | 2572 | Herrings | IPP Non-CHP | NY | 2 |  | 1.8 | 1.5 | 1.5 | Conventional Hydroelectric | WAT | HY | 1 | 1924 |  |  | (OP) Operating | [6 empty] | Jefferson | 44.0217 | -75.6511 | Map | Map | NYIS
5914 | Erie Boulevard Hydropower LP | 2572 | Herrings | IPP Non-CHP | NY | 3 |  | 1.8 | 1.5 | 1.5 | Conventional Hydroelectric | WAT | HY | 1 | 1924 |  |  | (OP) Operating | [6 empty] | Jefferson | 44.0217 | -75.6511 | Map | Map | NYIS
5914 | Erie Boulevard Hydropower LP | 2573 | Heuvelton | IPP Non-CHP | NY | 1 |  | 0.5 | 0.4 | 0.4 | Conventional Hydroelectric | WAT | HY | 1 | 1924 |  |  | (OP) Operating | [6 empty] | St Lawrence | 44.6172 | -75.4042 | Map | Map | NYIS
5914 | Erie Boulevard Hydropower LP | 2573 | Heuvelton | IPP Non-CHP | NY | 2 |  | 0.5 | 0.4 | 0.4 | Conventional Hydroelectric | WAT | HY | 1 | 1924 |  |  | (OP) Operating | [6 empty] | St Lawrence | 44.6172 | -75.4042 | Map | Map | NYIS
14240 | Oswego City of | 2574 | High Dam | Electric Utility | NY | 1 |  | 2.8 | 2.2 | 2.2 | Conventional Hydroelectric | WAT | HY | 8 | 1928 |  |  | (OP) Operating | [6 empty] | Oswego | 43.4436 | -76.4961 | Map | Map | NYIS
14240 | Oswego City of | 2574 | High Dam | Electric Utility | NY | 2 |  | 2.8 | 2.2 | 2.2 | Conventional Hydroelectric | WAT | HY | 8 | 1928 |  |  | (OP) Operating | [6 empty] | Oswego | 43.4436 | -76.4961 | Map | Map | NYIS
14240 | Oswego City of | 2574 | High Dam | Electric Utility | NY | 3 |  | 2.8 | 2.2 | 2.2 | Conventional Hydroelectric | WAT | HY | 8 | 1928 |  |  | (OP) Operating | [6 empty] | Oswego | 43.4436 | -76.4961 | Map | Map | NYIS
14240 | Oswego City of | 2574 | High Dam | Electric Utility | NY | 4 |  | 3.5 | 2.2 | 2.2 | Conventional Hydroelectric | WAT | HY | 8 | 1949 |  |  | (OP) Operating | [6 empty] | Oswego | 43.4436 | -76.4961 | Map | Map | NYIS
5914 | Erie Boulevard Hydropower LP | 2575 | High Falls - Croghan NY | IPP Non-CHP | NY | 1 |  | 2 | 1.8 | 1.8 | Conventional Hydroelectric | WAT | HY | 1 | 1925 |  |  | (OP) Operating | [6 empty] | Lewis | 43.9247 | -75.3731 | Map | Map | NYIS
5914 | Erie Boulevard Hydropower LP | 2575 | High Falls - Croghan NY | IPP Non-CHP | NY | 2 |  | 2 | 1.8 | 1.8 | Conventional Hydroelectric | WAT | HY | 7 | 1925 |  |  | (OP) Operating | [6 empty] | Lewis | 43.9247 | -75.3731 | Map | Map | NYIS
5914 | Erie Boulevard Hydropower LP | 2575 | High Falls - Croghan NY | IPP Non-CHP | NY | 3 |  | 2 | 1.8 | 1.8 | Conventional Hydroelectric | WAT | HY | 7 | 1925 |  |  | (OP) Operating | [6 empty] | Lewis | 43.9247 | -75.3731 | Map | Map | NYIS
5914 | Erie Boulevard Hydropower LP | 2576 | Higley | IPP Non-CHP | NY | 1N |  | 1.5 | 1.5 | 1.6 | Conventional Hydroelectric | WAT | HY | 9 | 2003 |  |  | (OP) Operating | [6 empty] | St Lawrence | 44.5306 | -74.9331 | Map | Map | NYIS
5914 | Erie Boulevard Hydropower LP | 2576 | Higley | IPP Non-CHP | NY | 2N |  | 1.5 | 1.6 | 1.6 | Conventional Hydroelectric | WAT | HY | 9 | 2003 |  |  | (OP) Operating | [6 empty] | St Lawrence | 44.5306 | -74.9331 | Map | Map | NYIS
5914 | Erie Boulevard Hydropower LP | 2576 | Higley | IPP Non-CHP | NY | 3N |  | 1.5 | 1.6 | 1.6 | Conventional Hydroelectric | WAT | HY | 9 | 2003 |  |  | (OP) Operating | [6 empty] | St Lawrence | 44.5306 | -74.9331 | Map | Map | NYIS
5914 | Erie Boulevard Hydropower LP | 2576 | Higley | IPP Non-CHP | NY | 4N |  | 1.5 | 1.6 | 1.6 | Conventional Hydroelectric | WAT | HY | 9 | 2003 |  |  | (OP) Operating | [6 empty] | St Lawrence | 44.5306 | -74.9331 | Map | Map | NYIS
5914 | Erie Boulevard Hydropower LP | 2578 | Hydraulic Race | IPP Non-CHP | NY | 1 |  | 3 | 2.8 | 2.4 | Conventional Hydroelectric | WAT | HY | 1 | 1942 |  |  | (OP) Operating | [6 empty] | Niagara | 43.1709 | -78.6916 | Map | Map | NYIS
5914 | Erie Boulevard Hydropower LP | 2579 | Inghams | IPP Non-CHP | NY | 1 |  | 3 | 2.8 | 2.9 | Conventional Hydroelectric | WAT | HY | 1 | 1912 |  |  | (OP) Operating | [6 empty] | Fulton | 43.061 | -74.7643 | Map | Map | NYIS
5914 | Erie Boulevard Hydropower LP | 2579 | Inghams | IPP Non-CHP | NY | 2 |  | 3 | 3.4 | 3.4 | Conventional Hydroelectric | WAT | HY | 1 | 1912 |  |  | (OP) Operating | [6 empty] | Fulton | 43.061 | -74.7643 | Map | Map | NYIS
5914 | Erie Boulevard Hydropower LP | 2580 | Johnsonville Dam | IPP Non-CHP | NY | 1 |  | 2 | 1.1 | 1.1 | Conventional Hydroelectric | WAT | HY | 1 | 1909 |  |  | (OP) Operating | [6 empty] | Rensselaer | 42.9204 | -73.5089 | Map | Map | NYIS
5914 | Erie Boulevard Hydropower LP | 2580 | Johnsonville Dam | IPP Non-CHP | NY | 2 |  | 2 | 1.4 | 1.2 | Conventional Hydroelectric | WAT | HY | 1 | 1909 |  |  | (OP) Operating | [6 empty] | Rensselaer | 42.9204 | -73.5089 | Map | Map | NYIS
5914 | Erie Boulevard Hydropower LP | 2581 | Kamargo | IPP Non-CHP | NY | 1 |  | 2 | 1.3 | 1.7 | Conventional Hydroelectric | WAT | HY | 1 | 1921 |  |  | (OP) Operating | [6 empty] | Jefferson | 44.0117 | -75.7967 | Map | Map | NYIS
5914 | Erie Boulevard Hydropower LP | 2581 | Kamargo | IPP Non-CHP | NY | 2 |  | 2 | 1.3 | 1.7 | Conventional Hydroelectric | WAT | HY | 1 | 1921 |  |  | (OP) Operating | [6 empty] | Jefferson | 44.0117 | -75.7967 | Map | Map | NYIS
5914 | Erie Boulevard Hydropower LP | 2581 | Kamargo | IPP Non-CHP | NY | 3 |  | 2 | 1.3 | 1.7 | Conventional Hydroelectric | WAT | HY | 1 | 1921 |  |  | (OP) Operating | [6 empty] | Jefferson | 44.0117 | -75.7967 | Map | Map | NYIS
5914 | Erie Boulevard Hydropower LP | 2582 | Lighthouse Hill | IPP Non-CHP | NY | 1 |  | 4 | 4 | 4 | Conventional Hydroelectric | WAT | HY | 1 | 1930 |  |  | (OP) Operating | [6 empty] | Oswego | 43.5241 | -75.9703 | Map | Map | NYIS
5914 | Erie Boulevard Hydropower LP | 2582 | Lighthouse Hill | IPP Non-CHP | NY | 2 |  | 4 | 3.6 | 4 | Conventional Hydroelectric | WAT | HY | 1 | 1930 |  |  | (OP) Operating | [6 empty] | Oswego | 43.5241 | -75.9703 | Map | Map | NYIS
5914 | Erie Boulevard Hydropower LP | 2583 | Macomb | IPP Non-CHP | NY | 1 |  | 1 | 0.8 | 0.8 | Conventional Hydroelectric | WAT | HY | 1 | 1940 |  |  | (OP) Operating | [6 empty] | Franklin | 44.8773 | -74.3063 | Map | Map | NYIS
5914 | Erie Boulevard Hydropower LP | 2586 | Minetto | IPP Non-CHP | NY | 1 |  | 2 | 1.4 | 1.4 | Conventional Hydroelectric | WAT | HY | 1 | 1915 |  |  | (OP) Operating | [6 empty] | Oswego | 43.4003 | -76.4739 | Map | Map | NYIS
5914 | Erie Boulevard Hydropower LP | 2586 | Minetto | IPP Non-CHP | NY | 2 |  | 2 | 1.4 | 1.4 | Conventional Hydroelectric | WAT | HY | 1 | 1915 |  |  | (OP) Operating | [6 empty] | Oswego | 43.4003 | -76.4739 | Map | Map | NYIS
5914 | Erie Boulevard Hydropower LP | 2586 | Minetto | IPP Non-CHP | NY | 3 |  | 2 | 1.4 | 1.4 | Conventional Hydroelectric | WAT | HY | 1 | 1915 |  |  | (OP) Operating | [6 empty] | Oswego | 43.4003 | -76.4739 | Map | Map | NYIS
5914 | Erie Boulevard Hydropower LP | 2586 | Minetto | IPP Non-CHP | NY | 4 |  | 2 | 1.4 | 1.4 | Conventional Hydroelectric | WAT | HY | 1 | 1915 |  |  | (OP) Operating | [6 empty] | Oswego | 43.4003 | -76.4739 | Map | Map | NYIS
5914 | Erie Boulevard Hydropower LP | 2586 | Minetto | IPP Non-CHP | NY | 5 |  | 2 | 1.4 | 1.4 | Conventional Hydroelectric | WAT | HY | 1 | 1915 |  |  | (OP) Operating | [6 empty] | Oswego | 43.4003 | -76.4739 | Map | Map | NYIS
5914 | Erie Boulevard Hydropower LP | 2588 | Moshier | IPP Non-CHP | NY | 1 |  | 4 | 4 | 4 | Conventional Hydroelectric | WAT | HY | 1 | 1929 |  |  | (OP) Operating | [6 empty] | Herkimer | 43.8719 | -75.1364 | Map | Map | NYIS
5914 | Erie Boulevard Hydropower LP | 2588 | Moshier | IPP Non-CHP | NY | 2 |  | 4 | 4 | 4 | Conventional Hydroelectric | WAT | HY | 1 | 1929 |  |  | (OP) Operating | [6 empty] | Herkimer | 43.8719 | -75.1364 | Map | Map | NYIS
55951 | Exelon Nuclear | 2589 | Nine Mile Point Nuclear Station | IPP Non-CHP | NY | 1 |  | 641.8 | 625 | 627 | Nuclear | NUC | ST | 12 | 1969 |  |  | (OP) Operating | [6 empty] | Oswego | 43.5211 | -76.41 | Map | Map | NYIS
55951 | Exelon Nuclear | 2589 | Nine Mile Point Nuclear Station | IPP Non-CHP | NY | 2 |  | 1259.3 | 1291 | 1303 | Nuclear | NUC | ST | 7 | 1987 |  |  | (OP) Operating | [6 empty] | Oswego | 43.5211 | -76.41 | Map | Map | NYIS
5914 | Erie Boulevard Hydropower LP | 2590 | Norfolk | IPP Non-CHP | NY | 1 |  | 5 | 5.1 | 5 | Conventional Hydroelectric | WAT | HY | 1 | 1928 |  |  | (OP) Operating | [6 empty] | St Lawrence | 44.8053 | -74.9975 | Map | Map | NYIS
5914 | Erie Boulevard Hydropower LP | 2591 | Norwood | IPP Non-CHP | NY | 1 |  | 2 | 2.2 | 2.1 | Conventional Hydroelectric | WAT | HY | 1 | 1928 |  |  | (OP) Operating | [6 empty] | St Lawrence | 44.7439 | -75.0042 | Map | Map | NYIS
13923 | NRG Oswego Harbor Power Operations Inc | 2594 | Oswego Harbor Power | IPP Non-CHP | NY | ST5 |  | 901.8 | 821.5 | 827 | Petroleum Liquids | RFO | ST | 6 | 1975 |  |  | (OP) Operating | [6 empty] | Oswego | 43.4586 | -76.5319 | Map | Map | NYIS
13923 | NRG Oswego Harbor Power Operations Inc | 2594 | Oswego Harbor Power | IPP Non-CHP | NY | ST6 |  | 901.8 | 816.5 | 827.5 | Petroleum Liquids | RFO | ST | 12 | 1979 |  |  | (OP) Operating | [6 empty] | Oswego | 43.4586 | -76.5319 | Map | Map | NYIS
5914 | Erie Boulevard Hydropower LP | 2595 | Oswego Falls East | IPP Non-CHP | NY | 1 |  | 2 | 1.4 | 1.5 | Conventional Hydroelectric | WAT | HY | 1 | 1914 |  |  | (OP) Operating | [6 empty] | Oswego | 43.3161 | -76.4153 | Map | Map | NYIS
5914 | Erie Boulevard Hydropower LP | 2595 | Oswego Falls East | IPP Non-CHP | NY | 2 |  | 2 | 1.4 | 1.5 | Conventional Hydroelectric | WAT | HY | 1 | 1914 |  |  | (OP) Operating | [6 empty] | Oswego | 43.3161 | -76.4153 | Map | Map | NYIS
5914 | Erie Boulevard Hydropower LP | 2595 | Oswego Falls East | IPP Non-CHP | NY | 3 |  | 2 | 1.4 | 1.5 | Conventional Hydroelectric | WAT | HY | 1 | 1914 |  |  | (OP) Operating | [6 empty] | Oswego | 43.3161 | -76.4153 | Map | Map | NYIS
5914 | Erie Boulevard Hydropower LP | 2596 | Oswego Falls West | IPP Non-CHP | NY | 4 |  | 1 | 0.9 | 0.9 | Conventional Hydroelectric | WAT | HY | 1 | 1914 |  |  | (OP) Operating | [6 empty] | Oswego | 43.3156 | -76.4172 | Map | Map | NYIS
5914 | Erie Boulevard Hydropower LP | 2596 | Oswego Falls West | IPP Non-CHP | NY | 5 |  | 1 | 0.9 | 0.9 | Conventional Hydroelectric | WAT | HY | 1 | 1914 |  |  | (OP) Operating | [6 empty] | Oswego | 43.3156 | -76.4172 | Map | Map | NYIS
5914 | Erie Boulevard Hydropower LP | 2596 | Oswego Falls West | IPP Non-CHP | NY | 6 |  | 0.5 | 0.4 | 0.4 | Conventional Hydroelectric | WAT | HY | 10 | 2008 |  |  | (OP) Operating | [6 empty] | Oswego | 43.3156 | -76.4172 | Map | Map | NYIS
5914 | Erie Boulevard Hydropower LP | 2596 | Oswego Falls West | IPP Non-CHP | NY | 7 |  | 0.5 | 0.4 | 0.4 | Conventional Hydroelectric | WAT | HY | 10 | 2008 |  |  | (OP) Operating | [6 empty] | Oswego | 43.3156 | -76.4172 | Map | Map | NYIS
5914 | Erie Boulevard Hydropower LP | 2597 | Parishville | IPP Non-CHP | NY | 1 |  | 3 | 2.3 | 2.4 | Conventional Hydroelectric | WAT | HY | 1 | 1925 |  |  | (OP) Operating | [6 empty] | St Lawrence | 44.63 | -74.8258 | Map | Map | NYIS
5914 | Erie Boulevard Hydropower LP | 2598 | Piercefield | IPP Non-CHP | NY | 1 |  | 1.5 | 1.6 | 1.6 | Conventional Hydroelectric | WAT | HY | 1 | 1957 |  |  | (OP) Operating | [6 empty] | St Lawrence | 44.2334 | -74.5662 | Map | Map | NYIS
5914 | Erie Boulevard Hydropower LP | 2598 | Piercefield | IPP Non-CHP | NY | 2 |  | 0.6 | 0.6 | 0.6 | Conventional Hydroelectric | WAT | HY | 1 | 1924 |  |  | (OP) Operating | [6 empty] | St Lawrence | 44.2334 | -74.5662 | Map | Map | NYIS
5914 | Erie Boulevard Hydropower LP | 2598 | Piercefield | IPP Non-CHP | NY | 3 |  | 0.6 | 0.6 | 0.6 | Conventional Hydroelectric | WAT | HY | 1 | 1924 |  |  | (OP) Operating | [6 empty] | St Lawrence | 44.2334 | -74.5662 | Map | Map | NYIS
5914 | Erie Boulevard Hydropower LP | 2599 | Prospect | IPP Non-CHP | NY | 1 |  | 19 | 18.3 | 18.1 | Conventional Hydroelectric | WAT | HY | 1 | 1959 |  |  | (OP) Operating | [6 empty] | Oneida | 43.2919 | -75.1477 | Map | Map | NYIS
5914 | Erie Boulevard Hydropower LP | 2600 | Rainbow Falls Hydro | IPP Non-CHP | NY | 1 |  | 25 | 24 | 23.8 | Conventional Hydroelectric | WAT | HY | 1 | 1956 |  |  | (OP) Operating | [6 empty] | St Lawrence | 44.5178 | -74.8228 | Map | Map | NYIS
5914 | Erie Boulevard Hydropower LP | 2601 | Raymondville | IPP Non-CHP | NY | 1 |  | 2 | 2.3 | 2.1 | Conventional Hydroelectric | WAT | HY | 1 | 1928 |  |  | (OP) Operating | [6 empty] | St Lawrence | 44.835 | -74.9803 | Map | Map | NYIS
5914 | Erie Boulevard Hydropower LP | 2604 | South Edwards | IPP Non-CHP | NY | 1 |  | 1 | 1.2 | 1.1 | Conventional Hydroelectric | WAT | HY | 1 | 1912 |  |  | (OP) Operating | [6 empty] | St Lawrence | 44.2678 | -75.1961 | Map | Map | NYIS
5914 | Erie Boulevard Hydropower LP | 2604 | South Edwards | IPP Non-CHP | NY | 2 |  | 1 | 1.2 | 1.1 | Conventional Hydroelectric | WAT | HY | 1 | 1912 |  |  | (OP) Operating | [6 empty] | St Lawrence | 44.2678 | -75.1961 | Map | Map | NYIS
5914 | Erie Boulevard Hydropower LP | 2604 | South Edwards | IPP Non-CHP | NY | 3 |  | 1 | 0.8 | 0.7 | Conventional Hydroelectric | WAT | HY | 1 | 1921 |  |  | (OP) Operating | [6 empty] | St Lawrence | 44.2678 | -75.1961 | Map | Map | NYIS
5914 | Erie Boulevard Hydropower LP | 2604 | South Edwards | IPP Non-CHP | NY | 4 |  | 1 | 0.2 | 0.2 | Conventional Hydroelectric | WAT | HY | 1 | 1994 |  |  | (OP) Operating | [6 empty] | St Lawrence | 44.2678 | -75.1961 | Map | Map | NYIS
5914 | Erie Boulevard Hydropower LP | 2605 | School Street | IPP Non-CHP | NY | 1 |  | 8 | 7.5 | 7.1 | Conventional Hydroelectric | WAT | HY | 1 | 1915 |  |  | (OP) Operating | [6 empty] | Albany | 42.785 | -73.708 | Map | Map | NYIS
5914 | Erie Boulevard Hydropower LP | 2605 | School Street | IPP Non-CHP | NY | 2 |  | 7 | 5.9 | 6.3 | Conventional Hydroelectric | WAT | HY | 1 | 1915 |  |  | (OP) Operating | [6 empty] | Albany | 42.785 | -73.708 | Map | Map | NYIS
5914 | Erie Boulevard Hydropower LP | 2605 | School Street | IPP Non-CHP | NY | 3 |  | 7 | 6.1 | 6.4 | Conventional Hydroelectric | WAT | HY | 1 | 1915 |  |  | (OP) Operating | [6 empty] | Albany | 42.785 | -73.708 | Map | Map | NYIS
5914 | Erie Boulevard Hydropower LP | 2605 | School Street | IPP Non-CHP | NY | 4 |  | 7 | 6.6 | 6.6 | Conventional Hydroelectric | WAT | HY | 1 | 1922 |  |  | (OP) Operating | [6 empty] | Albany | 42.785 | -73.708 | Map | Map | NYIS
5914 | Erie Boulevard Hydropower LP | 2605 | School Street | IPP Non-CHP | NY | 5 |  | 13 | 10.8 | 9.7 | Conventional Hydroelectric | WAT | HY | 1 | 1924 |  |  | (OP) Operating | [6 empty] | Albany | 42.785 | -73.708 | Map | Map | NYIS
5914 | Erie Boulevard Hydropower LP | 2606 | Schaghticoke | IPP Non-CHP | NY | 1 |  | 4 | 4 | 4.3 | Conventional Hydroelectric | WAT | HY | 1 | 1908 |  |  | (OP) Operating | [6 empty] | Rensselaer | 42.8992 | -73.5989 | Map | Map | NYIS
5914 | Erie Boulevard Hydropower LP | 2606 | Schaghticoke | IPP Non-CHP | NY | 2 |  | 4 | 4.1 | 4.1 | Conventional Hydroelectric | WAT | HY | 1 | 1908 |  |  | (OP) Operating | [6 empty] | Rensselaer | 42.8992 | -73.5989 | Map | Map | NYIS
5914 | Erie Boulevard Hydropower LP | 2606 | Schaghticoke | IPP Non-CHP | NY | 3 |  | 4 | 3.8 | 3.9 | Conventional Hydroelectric | WAT | HY | 1 | 1908 |  |  | (OP) Operating | [6 empty] | Rensselaer | 42.8992 | -73.5989 | Map | Map | NYIS
5914 | Erie Boulevard Hydropower LP | 2606 | Schaghticoke | IPP Non-CHP | NY | 4 |  | 4 | 4 | 3.9 | Conventional Hydroelectric | WAT | HY | 1 | 1908 |  |  | (OP) Operating | [6 empty] | Rensselaer | 42.8992 | -73.5989 | Map | Map | NYIS
5914 | Erie Boulevard Hydropower LP | 2607 | Schuylerville | IPP Non-CHP | NY | 1 |  | 2 | 1.5 | 1.6 | Conventional Hydroelectric | WAT | HY | 1 | 1919 |  |  | (OP) Operating | [6 empty] | Saratoga | 43.0968 | -73.5821 | Map | Map | NYIS
5914 | Erie Boulevard Hydropower LP | 2608 | Sewalls | IPP Non-CHP | NY | 1 |  | 1 | 1.1 | 1.1 | Conventional Hydroelectric | WAT | HY | 1 | 1925 |  |  | (OP) Operating | [6 empty] | Jefferson | 43.9775 | -75.8942 | Map | Map | NYIS
5914 | Erie Boulevard Hydropower LP | 2608 | Sewalls | IPP Non-CHP | NY | 2 |  | 1 | 1.1 | 1.1 | Conventional Hydroelectric | WAT | HY | 1 | 1925 |  |  | (OP) Operating | [6 empty] | Jefferson | 43.9775 | -75.8942 | Map | Map | NYIS
5914 | Erie Boulevard Hydropower LP | 2609 | Sherman Island | IPP Non-CHP | NY | 1 |  | 7 | 6.7 | 6.7 | Conventional Hydroelectric | WAT | HY | 4 | 2009 |  |  | (OP) Operating | [6 empty] | Saratoga | 43.2797 | -73.7094 | Map | Map | NYIS
5914 | Erie Boulevard Hydropower LP | 2609 | Sherman Island | IPP Non-CHP | NY | 2 |  | 7 | 7 | 8.1 | Conventional Hydroelectric | WAT | HY | 1 | 1923 |  |  | (OP) Operating | [6 empty] | Saratoga | 43.2797 | -73.7094 | Map | Map | NYIS
5914 | Erie Boulevard Hydropower LP | 2609 | Sherman Island | IPP Non-CHP | NY | 3 |  | 7 | 7 | 8.3 | Conventional Hydroelectric | WAT | HY | 1 | 1923 |  |  | (OP) Operating | [6 empty] | Saratoga | 43.2797 | -73.7094 | Map | Map | NYIS
5914 | Erie Boulevard Hydropower LP | 2609 | Sherman Island | IPP Non-CHP | NY | 4 |  | 7 | 7.2 | 7.4 | Conventional Hydroelectric | WAT | HY | 1 | 1923 |  |  | (OP) Operating | [6 empty] | Saratoga | 43.2797 | -73.7094 | Map | Map | NYIS
5914 | Erie Boulevard Hydropower LP | 2609 | Sherman Island | IPP Non-CHP | NY | 5 |  | 7 | 7.7 | 8.2 | Conventional Hydroelectric | WAT | HY | 1 | 1923 |  |  | (OP) Operating | [6 empty] | Saratoga | 43.2797 | -73.7094 | Map | Map | NYIS
5914 | Erie Boulevard Hydropower LP | 2609 | Sherman Island | IPP Non-CHP | NY | 6 |  | 1.3 | 1.3 | 1.3 | Conventional Hydroelectric | WAT | HY | 2 | 2009 |  |  | (OP) Operating | [6 empty] | Saratoga | 43.2797 | -73.7094 | Map | Map | NYIS
5914 | Erie Boulevard Hydropower LP | 2610 | Soft Maple | IPP Non-CHP | NY | 1 |  | 8 | 7.2 | 8.1 | Conventional Hydroelectric | WAT | HY | 1 | 1925 |  |  | (OP) Operating | [6 empty] | Lewis | 43.9206 | -75.2433 | Map | Map | NYIS
5914 | Erie Boulevard Hydropower LP | 2610 | Soft Maple | IPP Non-CHP | NY | 2 |  | 8 | 7.2 | 8.1 | Conventional Hydroelectric | WAT | HY | 1 | 1925 |  |  | (OP) Operating | [6 empty] | Lewis | 43.9206 | -75.2433 | Map | Map | NYIS
5914 | Erie Boulevard Hydropower LP | 2611 | South Colton | IPP Non-CHP | NY | 1 |  | 21 | 19.8 | 20 | Conventional Hydroelectric | WAT | HY | 1 | 1954 |  |  | (OP) Operating | [6 empty] | St Lawrence | 44.5133 | -74.8831 | Map | Map | NYIS
5914 | Erie Boulevard Hydropower LP | 2612 | Spier Falls | IPP Non-CHP | NY | 8 |  | 9 | 8.5 | 8.6 | Conventional Hydroelectric | WAT | HY | 1 | 1924 |  |  | (OP) Operating | [6 empty] | Saratoga | 43.2339 | -73.7556 | Map | Map | NYIS
5914 | Erie Boulevard Hydropower LP | 2612 | Spier Falls | IPP Non-CHP | NY | 9 |  | 47 | 46 | 46.3 | Conventional Hydroelectric | WAT | HY | 1 | 1930 |  |  | (OP) Operating | [6 empty] | Saratoga | 43.2339 | -73.7556 | Map | Map | NYIS
5914 | Erie Boulevard Hydropower LP | 2613 | Stark | IPP Non-CHP | NY | 1 |  | 26 | 23.3 | 24.5 | Conventional Hydroelectric | WAT | HY | 1 | 1957 |  |  | (OP) Operating | [6 empty] | St Lawrence | 44.4553 | -74.7614 | Map | Map | NYIS
5914 | Erie Boulevard Hydropower LP | 2614 | Stewarts Bridge | IPP Non-CHP | NY | 1 |  | 36 | 37.5 | 37.5 | Conventional Hydroelectric | WAT | HY | 1 | 1952 |  |  | (OP) Operating | [6 empty] | Saratoga | 43.2978 | -73.8853 | Map | Map | NYIS
5914 | Erie Boulevard Hydropower LP | 2614 | Stewarts Bridge | IPP Non-CHP | NY | 2 |  | 2.5 | 2.5 | 2.5 | Conventional Hydroelectric | WAT | HY | 6 | 2013 |  |  | (OP) Operating | [6 empty] | Saratoga | 43.2978 | -73.8853 | Map | Map | NYIS
5914 | Erie Boulevard Hydropower LP | 2616 | Sugar Island | IPP Non-CHP | NY | 1 |  | 2 | 2.1 | 2.1 | Conventional Hydroelectric | WAT | HY | 1 | 1924 |  |  | (OP) Operating | [6 empty] | St Lawrence | 44.6422 | -74.9765 | Map | Map | NYIS
5914 | Erie Boulevard Hydropower LP | 2616 | Sugar Island | IPP Non-CHP | NY | 2 |  | 2 | 2 | 2 | Conventional Hydroelectric | WAT | HY | 1 | 1924 |  |  | (OP) Operating | [6 empty] | St Lawrence | 44.6422 | -74.9765 | Map | Map | NYIS
5914 | Erie Boulevard Hydropower LP | 2617 | Taylorville | IPP Non-CHP | NY | 1 |  | 1 | 1.1 | 1.1 | Conventional Hydroelectric | WAT | HY | 1 | 1913 |  |  | (OP) Operating | [6 empty] | Lewis | 43.927 | -75.3219 | Map | Map | NYIS
5914 | Erie Boulevard Hydropower LP | 2617 | Taylorville | IPP Non-CHP | NY | 2 |  | 1 | 0.9 | 0.9 | Conventional Hydroelectric | WAT | HY | 1 | 1913 |  |  | (OP) Operating | [6 empty] | Lewis | 43.927 | -75.3219 | Map | Map | NYIS
5914 | Erie Boulevard Hydropower LP | 2617 | Taylorville | IPP Non-CHP | NY | 3 |  | 1 | 1.1 | 1.1 | Conventional Hydroelectric | WAT | HY | 1 | 1913 |  |  | (OP) Operating | [6 empty] | Lewis | 43.927 | -75.3219 | Map | Map | NYIS
5914 | Erie Boulevard Hydropower LP | 2617 | Taylorville | IPP Non-CHP | NY | 4 |  | 1 | 1.3 | 1.3 | Conventional Hydroelectric | WAT | HY | 1 | 1927 |  |  | (OP) Operating | [6 empty] | Lewis | 43.927 | -75.3219 | Map | Map | NYIS
5914 | Erie Boulevard Hydropower LP | 2619 | Trenton Falls | IPP Non-CHP | NY | 5 |  | 6.8 | 8.1 | 6.8 | Conventional Hydroelectric | WAT | HY | 1 | 1919 |  |  | (OP) Operating | [6 empty] | Oneida | 43.2758 | -75.1567 | Map | Map | NYIS
5914 | Erie Boulevard Hydropower LP | 2619 | Trenton Falls | IPP Non-CHP | NY | 6 |  | 6.4 | 8.1 | 6.4 | Conventional Hydroelectric | WAT | HY | 1 | 1919 |  |  | (OP) Operating | [6 empty] | Oneida | 43.2758 | -75.1567 | Map | Map | NYIS
5914 | Erie Boulevard Hydropower LP | 2619 | Trenton Falls | IPP Non-CHP | NY | 7 |  | 8.7 | 9.7 | 8.7 | Conventional Hydroelectric | WAT | HY | 1 | 1919 |  |  | (OP) Operating | [6 empty] | Oneida | 43.2758 | -75.1567 | Map | Map | NYIS
5914 | Erie Boulevard Hydropower LP | 2621 | Varick | IPP Non-CHP | NY | 2 |  | 2 | 1.4 | 1.4 | Conventional Hydroelectric | WAT | HY | 1 | 1926 |  |  | (OP) Operating | [6 empty] | Oswego | 43.4486 | -76.5056 | Map | Map | NYIS
5914 | Erie Boulevard Hydropower LP | 2621 | Varick | IPP Non-CHP | NY | 3 |  | 2 | 1.4 | 1.4 | Conventional Hydroelectric | WAT | HY | 1 | 1926 |  |  | (OP) Operating | [6 empty] | Oswego | 43.4486 | -76.5056 | Map | Map | NYIS
5914 | Erie Boulevard Hydropower LP | 2621 | Varick | IPP Non-CHP | NY | 4 |  | 2 | 1.4 | 1.4 | Conventional Hydroelectric | WAT | HY | 1 | 1926 |  |  | (OP) Operating | [6 empty] | Oswego | 43.4486 | -76.5056 | Map | Map | NYIS
5914 | Erie Boulevard Hydropower LP | 2621 | Varick | IPP Non-CHP | NY | 5 |  | 2 | 1.4 | 1.4 | Conventional Hydroelectric | WAT | HY | 1 | 1926 |  |  | (OP) Operating | [6 empty] | Oswego | 43.4486 | -76.5056 | Map | Map | NYIS
5914 | Erie Boulevard Hydropower LP | 2623 | Waterport | IPP Non-CHP | NY | 1 |  | 2 | 1.8 | 1.8 | Conventional Hydroelectric | WAT | HY | 1 | 1921 |  |  | (OP) Operating | [6 empty] | Orleans | 43.3272 | -78.2394 | Map | Map | NYIS
5914 | Erie Boulevard Hydropower LP | 2623 | Waterport | IPP Non-CHP | NY | 2 |  | 2 | 2 | 2 | Conventional Hydroelectric | WAT | HY | 1 | 1921 |  |  | (OP) Operating | [6 empty] | Orleans | 43.3272 | -78.2394 | Map | Map | NYIS
5914 | Erie Boulevard Hydropower LP | 2624 | Yaleville | IPP Non-CHP | NY | 1 |  | 1 | 0.4 | 0.4 | Conventional Hydroelectric | WAT | HY | 1 | 1940 |  |  | (OP) Operating | [6 empty] | St Lawrence | 44.7661 | -74.9997 | Map | Map | NYIS
5914 | Erie Boulevard Hydropower LP | 2624 | Yaleville | IPP Non-CHP | NY | 2 |  | 1 | 0.2 | 0.1 | Conventional Hydroelectric | WAT | HY | 1 | 1940 |  |  | (OP) Operating | [6 empty] | St Lawrence | 44.7661 | -74.9997 | Map | Map | NYIS
12792 | NRG New York LLC | 2625 | Bowline Point | IPP Non-CHP | NY | 1 |  | 621 | 575 | 578 | Natural Gas Steam Turbine | NG | ST | 9 | 1972 |  |  | (OP) Operating | [6 empty] | Rockland | 41.2044 | -73.9689 | Map | Map | NYIS
12792 | NRG New York LLC | 2625 | Bowline Point | IPP Non-CHP | NY | 2 |  | 621 | 562 | 567 | Natural Gas Steam Turbine | NG | ST | 5 | 1974 |  |  | (OP) Operating | [6 empty] | Rockland | 41.2044 | -73.9689 | Map | Map | NYIS
15296 | New York Power Authority | 2627 | Grahamsville | Electric Utility | NY | GRHM |  | 18 | 15.5 | 15.5 | Conventional Hydroelectric | WAT | HY | 1 | 1956 |  |  | (OP) Operating | [6 empty] | Sullivan | 41.8592 | -74.5106 | Map | Map | NYIS
56142 | Alliance NYGT, LLC | 2628 | Hillburn | IPP Non-CHP | NY | GEN1 |  | 46.5 | 33.1 | 43.8 | Natural Gas Fired Combustion Turbine | NG | GT | 7 | 1972 |  |  | (OP) Operating | [6 empty] | Rockland | 41.1269 | -74.1653 | Map | Map | NYIS
57280 | Eagle Creek RE LLC | 2630 | Mongaup | IPP Non-CHP | NY | GEN1 |  | 4 | 4.3 | 4.3 | Conventional Hydroelectric | WAT | HY | 7 | 1923 |  |  | (OP) Operating | [6 empty] | Sullivan | 41.5377 | -74.7714 | Map | Map | NYIS
57280 | Eagle Creek RE LLC | 2631 | Rio | IPP Non-CHP | NY | RIO |  | 10 | 10.1 | 10.1 | Conventional Hydroelectric | WAT | HY | 12 | 1927 |  |  | (OP) Operating | [6 empty] | Sullivan | 41.4625 | -74.7578 | Map | Map | NYIS
57280 | Eagle Creek RE LLC | 2631 | Rio | IPP Non-CHP | NY | RIO2 |  | 0.8 | 0.8 | 0.8 | Conventional Hydroelectric | WAT | HY | 12 | 2013 |  |  | (OP) Operating | [6 empty] | Sullivan | 41.4625 | -74.7578 | Map | Map | NYIS
56142 | Alliance NYGT, LLC | 2632 | Shoemaker | IPP Non-CHP | NY | SHOE |  | 41.9 | 33 | 40 | Natural Gas Fired Combustion Turbine | NG | GT | 7 | 1972 |  |  | (OP) Operating | [6 empty] | Orange | 41.4278 | -74.4186 | Map | Map | NYIS
57280 | Eagle Creek RE LLC | 2634 | Swinging Bridge 2 | IPP Non-CHP | NY | SWI2 |  | 6.8 | 7.4 | 7.4 | Conventional Hydroelectric | WAT | HY | 8 | 1939 |  |  | (OP) Operating |  |  |  | 2019 | 7 | 1.1 | Sullivan | 41.5717 | -74.7828 | Map | Map | NYIS
16183 | Rochester Gas & Electric Corp | 2638 | Rochester 26 | Electric Utility | NY | 1 |  | 3 | 3 | 3 | Conventional Hydroelectric | WAT | HY | 8 | 1952 |  |  | (OP) Operating | [6 empty] | Monroe | 43.1522 | -77.6098 | Map | Map | NYIS
16183 | Rochester Gas & Electric Corp | 2639 | Rochester 2 | Electric Utility | NY | 1 |  | 8.5 | 8.5 | 8.5 | Conventional Hydroelectric | WAT | HY | 8 | 1960 |  |  | (OP) Operating | [6 empty] | Monroe | 43.1611 | -77.615 | Map | Map | NYIS
16183 | Rochester Gas & Electric Corp | 2641 | Rochester 5 | Electric Utility | NY | HY1 |  | 12.8 | 12.9 | 12.9 | Conventional Hydroelectric | WAT | HY | 7 | 1918 |  |  | (OP) Operating | [6 empty] | Monroe | 43.1803 | -77.6278 | Map | Map | NYIS
16183 | Rochester Gas & Electric Corp | 2641 | Rochester 5 | Electric Utility | NY | HY3 |  | 18 | 18 | 18 | Conventional Hydroelectric | WAT | HY | 7 | 1927 |  |  | (OP) Operating | [6 empty] | Monroe | 43.1803 | -77.6278 | Map | Map | NYIS
6775 | Village of Freeport - (NY) | 2678 | Plant No 1 Freeport | Electric Utility | NY | 2 |  | 2.9 | 2.2 | 2.2 | Petroleum Liquids | DFO | IC | 1 | 1949 |  |  | (OP) Operating | [6 empty] | Nassau | 40.6561 | -73.5922 | Map | Map | NYIS
6775 | Village of Freeport - (NY) | 2678 | Plant No 1 Freeport | Electric Utility | NY | 3 |  | 3.1 | 2 | 2 | Petroleum Liquids | DFO | IC | 1 | 1954 |  |  | (OP) Operating | [6 empty] | Nassau | 40.6561 | -73.5922 | Map | Map | NYIS
6775 | Village of Freeport - (NY) | 2678 | Plant No 1 Freeport | Electric Utility | NY | 4 |  | 5.1 | 4.5 | 4.5 | Petroleum Liquids | DFO | IC | 10 | 1964 |  |  | (OP) Operating | [6 empty] | Nassau | 40.6561 | -73.5922 | Map | Map | NYIS
6775 | Village of Freeport - (NY) | 2679 | Plant No 2 Freeport | Electric Utility | NY | 3 |  | 18.1 | 16.8 | 18 | Petroleum Liquids | DFO | GT | 5 | 1973 |  |  | (OP) Operating | [6 empty] | Nassau | 40.6447 | -73.5683 | Map | Map | NYIS
6775 | Village of Freeport - (NY) | 2679 | Plant No 2 Freeport | Electric Utility | NY | CT5 |  | 60.5 | 49 | 49 | Natural Gas Fired Combustion Turbine | NG | GT | 4 | 2004 |  |  | (OP) Operating | [6 empty] | Nassau | 40.6447 | -73.5683 | Map | Map | NYIS
7630 | Village of Greenport - (NY) | 2681 | Greenport | Electric Utility | NY | 4 |  | 1.2 | 1 | 1 | Petroleum Liquids | DFO | IC | 6 | 1957 |  |  | (OP) Operating | [6 empty] | Suffolk | 41.1055 | -72.3758 | Map | Map | NYIS
7630 | Village of Greenport - (NY) | 2681 | Greenport | Electric Utility | NY | 5 |  | 1.8 | 1.5 | 1.5 | Petroleum Liquids | DFO | IC | 6 | 1965 |  |  | (OP) Operating | [6 empty] | Suffolk | 41.1055 | -72.3758 | Map | Map | NYIS
7630 | Village of Greenport - (NY) | 2681 | Greenport | Electric Utility | NY | 6 |  | 3.8 | 3 | 3 | Petroleum Liquids | DFO | IC | 6 | 1971 |  |  | (OP) Operating | [6 empty] | Suffolk | 41.1055 | -72.3758 | Map | Map | NYIS
9645 | Jamestown Board of Public Util | 2682 | S A Carlson | Electric Utility | NY | 5 | 1 | 24.5 | 22.5 | 22.5 | Natural Gas Steam Turbine | NG | ST | 8 | 1951 |  |  | (OP) Operating | [6 empty] | Chautauqua | 42.0933 | -79.2478 | Map | Map | NYIS
9645 | Jamestown Board of Public Util | 2682 | S A Carlson | Electric Utility | NY | 6 | 1 | 24.5 | 22.5 | 22.5 | Natural Gas Steam Turbine | NG | ST | 8 | 1968 |  |  | (OP) Operating | [6 empty] | Chautauqua | 42.0933 | -79.2478 | Map | Map | NYIS
9645 | Jamestown Board of Public Util | 2682 | S A Carlson | Electric Utility | NY | 7 | 1 | 47.3 | 42 | 47 | Natural Gas Fired Combustion Turbine | NG | GT | 11 | 2001 |  |  | (OP) Operating | [6 empty] | Chautauqua | 42.0933 | -79.2478 | Map | Map | NYIS
15296 | New York Power Authority | 2685 | Crescent | Electric Utility | NY | 1 |  | 2.8 | 2.8 | 2.8 | Conventional Hydroelectric | WAT | HY | 7 | 1924 |  |  | (OP) Operating | [6 empty] | Albany | 42.8056 | -73.7226 | Map | Map | NYIS
15296 | New York Power Authority | 2685 | Crescent | Electric Utility | NY | 2 |  | 2.8 | 2.8 | 2.8 | Conventional Hydroelectric | WAT | HY | 7 | 1924 |  |  | (OP) Operating | [6 empty] | Albany | 42.8056 | -73.7226 | Map | Map | NYIS
15296 | New York Power Authority | 2685 | Crescent | Electric Utility | NY | 3 |  | 3 | 3 | 3 | Conventional Hydroelectric | WAT | HY | 7 | 1991 |  |  | (OP) Operating | [6 empty] | Albany | 42.8056 | -73.7226 | Map | Map | NYIS
15296 | New York Power Authority | 2685 | Crescent | Electric Utility | NY | 4 |  | 3 | 3 | 3 | Conventional Hydroelectric | WAT | HY | 7 | 1991 |  |  | (OP) Operating | [6 empty] | Albany | 42.8056 | -73.7226 | Map | Map | NYIS
15296 | New York Power Authority | 2686 | Vischer Ferry | Electric Utility | NY | 1 |  | 2.8 | 2.8 | 2.9 | Conventional Hydroelectric | WAT | HY | 7 | 1924 |  |  | (OP) Operating | [6 empty] | Saratoga | 42.8075 | -73.8427 | Map | Map | NYIS
15296 | New York Power Authority | 2686 | Vischer Ferry | Electric Utility | NY | 2 |  | 2.8 | 2.8 | 2.9 | Conventional Hydroelectric | WAT | HY | 7 | 1924 |  |  | (OP) Operating | [6 empty] | Saratoga | 42.8075 | -73.8427 | Map | Map | NYIS
15296 | New York Power Authority | 2686 | Vischer Ferry | Electric Utility | NY | 3 |  | 3 | 3 | 2.9 | Conventional Hydroelectric | WAT | HY | 7 | 1991 |  |  | (OP) Operating | [6 empty] | Saratoga | 42.8075 | -73.8427 | Map | Map | NYIS
15296 | New York Power Authority | 2686 | Vischer Ferry | Electric Utility | NY | 4 |  | 3 | 3 | 2.9 | Conventional Hydroelectric | WAT | HY | 7 | 1991 |  |  | (OP) Operating | [6 empty] | Saratoga | 42.8075 | -73.8427 | Map | Map | NYIS
15296 | New York Power Authority | 2691 | Blenheim Gilboa | Electric Utility | NY | 1 |  | 250 | 292.2 | 292.2 | Hydroelectric Pumped Storage | WAT | PS | 7 | 1973 |  |  | (OP) Operating | [6 empty] | Schoharie | 42.4423 | -74.4479 | Map | Map | NYIS
15296 | New York Power Authority | 2691 | Blenheim Gilboa | Electric Utility | NY | 2 |  | 250 | 291.4 | 292.1 | Hydroelectric Pumped Storage | WAT | PS | 7 | 1973 |  |  | (OP) Operating | [6 empty] | Schoharie | 42.4423 | -74.4479 | Map | Map | NYIS
15296 | New York Power Authority | 2691 | Blenheim Gilboa | Electric Utility | NY | 3 |  | 250 | 291 | 291.2 | Hydroelectric Pumped Storage | WAT | PS | 7 | 1973 |  |  | (OP) Operating | [6 empty] | Schoharie | 42.4423 | -74.4479 | Map | Map | NYIS
15296 | New York Power Authority | 2691 | Blenheim Gilboa | Electric Utility | NY | 4 |  | 250 | 291.5 | 293.7 | Hydroelectric Pumped Storage | WAT | PS | 7 | 1973 |  |  | (OP) Operating | [6 empty] | Schoharie | 42.4423 | -74.4479 | Map | Map | NYIS
15296 | New York Power Authority | 2692 | Lewiston Niagara | Electric Utility | NY | 1 |  | 20 | 20 | 20 | Hydroelectric Pumped Storage | WAT | PS | 10 | 1961 |  |  | (OP) Operating | [6 empty] | Niagara | 43.143 | -79.022 | Map | Map | NYIS
15296 | New York Power Authority | 2692 | Lewiston Niagara | Electric Utility | NY | 10 |  | 20 | 20 | 20 | Hydroelectric Pumped Storage | WAT | PS | 7 | 1962 |  |  | (OP) Operating | [6 empty] | Niagara | 43.143 | -79.022 | Map | Map | NYIS
15296 | New York Power Authority | 2692 | Lewiston Niagara | Electric Utility | NY | 11 |  | 20 | 20 | 20 | Hydroelectric Pumped Storage | WAT | PS | 8 | 1962 |  |  | (OP) Operating | [6 empty] | Niagara | 43.143 | -79.022 | Map | Map | NYIS
15296 | New York Power Authority | 2692 | Lewiston Niagara | Electric Utility | NY | 12 |  | 20 | 20 | 20 | Hydroelectric Pumped Storage | WAT | PS | 10 | 1962 |  |  | (OP) Operating | [6 empty] | Niagara | 43.143 | -79.022 | Map | Map | NYIS
15296 | New York Power Authority | 2692 | Lewiston Niagara | Electric Utility | NY | 2 |  | 20 | 20 | 20 | Hydroelectric Pumped Storage | WAT | PS | 11 | 1961 |  |  | (OP) Operating | [6 empty] | Niagara | 43.143 | -79.022 | Map | Map | NYIS
15296 | New York Power Authority | 2692 | Lewiston Niagara | Electric Utility | NY | 3 |  | 20 | 20 | 20 | Hydroelectric Pumped Storage | WAT | PS | 11 | 1961 |  |  | (OP) Operating | [6 empty] | Niagara | 43.143 | -79.022 | Map | Map | NYIS
15296 | New York Power Authority | 2692 | Lewiston Niagara | Electric Utility | NY | 4 |  | 20 | 20 | 20 | Hydroelectric Pumped Storage | WAT | PS | 1 | 1962 |  |  | (OP) Operating | [6 empty] | Niagara | 43.143 | -79.022 | Map | Map | NYIS
15296 | New York Power Authority | 2692 | Lewiston Niagara | Electric Utility | NY | 5 |  | 20 | 20 | 20 | Hydroelectric Pumped Storage | WAT | PS | 2 | 1962 |  |  | (OP) Operating | [6 empty] | Niagara | 43.143 | -79.022 | Map | Map | NYIS
15296 | New York Power Authority | 2692 | Lewiston Niagara | Electric Utility | NY | 6 |  | 20 | 20 | 20 | Hydroelectric Pumped Storage | WAT | PS | 2 | 1962 |  |  | (OP) Operating | [6 empty] | Niagara | 43.143 | -79.022 | Map | Map | NYIS
15296 | New York Power Authority | 2692 | Lewiston Niagara | Electric Utility | NY | 7 |  | 20 | 20 | 20 | Hydroelectric Pumped Storage | WAT | PS | 4 | 1962 |  |  | (OP) Operating | [6 empty] | Niagara | 43.143 | -79.022 | Map | Map | NYIS
15296 | New York Power Authority | 2692 | Lewiston Niagara | Electric Utility | NY | 8 |  | 20 | 20 | 20 | Hydroelectric Pumped Storage | WAT | PS | 5 | 1962 |  |  | (OP) Operating | [6 empty] | Niagara | 43.143 | -79.022 | Map | Map | NYIS
15296 | New York Power Authority | 2692 | Lewiston Niagara | Electric Utility | NY | 9 |  | 20 | 20 | 20 | Hydroelectric Pumped Storage | WAT | PS | 6 | 1962 |  |  | (OP) Operating | [6 empty] | Niagara | 43.143 | -79.022 | Map | Map | NYIS
15296 | New York Power Authority | 2693 | Robert Moses Niagara | Electric Utility | NY | 1 |  | 193.5 | 187.6 | 187.8 | Conventional Hydroelectric | WAT | HY | 1 | 1961 |  |  | (OP) Operating | [6 empty] | Niagara | 43.1427 | -79.0394 | Map | Map | NYIS
15296 | New York Power Authority | 2693 | Robert Moses Niagara | Electric Utility | NY | 10 |  | 193.5 | 187.6 | 187.8 | Conventional Hydroelectric | WAT | HY | 12 | 1961 |  |  | (OP) Operating | [6 empty] | Niagara | 43.1427 | -79.0394 | Map | Map | NYIS
15296 | New York Power Authority | 2693 | Robert Moses Niagara | Electric Utility | NY | 11 |  | 193.5 | 187.6 | 187.8 | Conventional Hydroelectric | WAT | HY | 2 | 1962 |  |  | (OP) Operating | [6 empty] | Niagara | 43.1427 | -79.0394 | Map | Map | NYIS
15296 | New York Power Authority | 2693 | Robert Moses Niagara | Electric Utility | NY | 12 |  | 193.5 | 187.6 | 187.8 | Conventional Hydroelectric | WAT | HY | 3 | 1962 |  |  | (OP) Operating | [6 empty] | Niagara | 43.1427 | -79.0394 | Map | Map | NYIS
15296 | New York Power Authority | 2693 | Robert Moses Niagara | Electric Utility | NY | 13 |  | 193.5 | 187.6 | 187.8 | Conventional Hydroelectric | WAT | HY | 5 | 1962 |  |  | (OP) Operating | [6 empty] | Niagara | 43.1427 | -79.0394 | Map | Map | NYIS
15296 | New York Power Authority | 2693 | Robert Moses Niagara | Electric Utility | NY | 2 |  | 193.5 | 187.6 | 187.8 | Conventional Hydroelectric | WAT | HY | 2 | 1962 |  |  | (OP) Operating | [6 empty] | Niagara | 43.1427 | -79.0394 | Map | Map | NYIS
15296 | New York Power Authority | 2693 | Robert Moses Niagara | Electric Utility | NY | 3 |  | 193.5 | 187.6 | 187.8 | Conventional Hydroelectric | WAT | HY | 3 | 1961 |  |  | (OP) Operating | [6 empty] | Niagara | 43.1427 | -79.0394 | Map | Map | NYIS
15296 | New York Power Authority | 2693 | Robert Moses Niagara | Electric Utility | NY | 4 |  | 193.5 | 187.6 | 187.8 | Conventional Hydroelectric | WAT | HY | 4 | 1961 |  |  | (OP) Operating | [6 empty] | Niagara | 43.1427 | -79.0394 | Map | Map | NYIS
15296 | New York Power Authority | 2693 | Robert Moses Niagara | Electric Utility | NY | 5 |  | 193.5 | 187.6 | 187.8 | Conventional Hydroelectric | WAT | HY | 6 | 1961 |  |  | (OP) Operating | [6 empty] | Niagara | 43.1427 | -79.0394 | Map | Map | NYIS
15296 | New York Power Authority | 2693 | Robert Moses Niagara | Electric Utility | NY | 6 |  | 193.5 | 187.6 | 187.8 | Conventional Hydroelectric | WAT | HY | 7 | 1961 |  |  | (OP) Operating | [6 empty] | Niagara | 43.1427 | -79.0394 | Map | Map | NYIS
15296 | New York Power Authority | 2693 | Robert Moses Niagara | Electric Utility | NY | 7 |  | 193.5 | 187.6 | 187.8 | Conventional Hydroelectric | WAT | HY | 8 | 1961 |  |  | (OP) Operating | [6 empty] | Niagara | 43.1427 | -79.0394 | Map | Map | NYIS
15296 | New York Power Authority | 2693 | Robert Moses Niagara | Electric Utility | NY | 8 |  | 150.3 | 187.6 | 187.8 | Conventional Hydroelectric | WAT | HY | 9 | 1961 |  |  | (OP) Operating | [6 empty] | Niagara | 43.1427 | -79.0394 | Map | Map | NYIS
15296 | New York Power Authority | 2693 | Robert Moses Niagara | Electric Utility | NY | 9 |  | 150.3 | 187.6 | 187.8 | Conventional Hydroelectric | WAT | HY | 11 | 1961 |  |  | (OP) Operating | [6 empty] | Niagara | 43.1427 | -79.0394 | Map | Map | NYIS
15296 | New York Power Authority | 2694 | Robert Moses Power Dam | Electric Utility | NY | 17 |  | 57 | 64.1 | 63.1 | Conventional Hydroelectric | WAT | HY | 7 | 1959 |  |  | (OP) Operating | [6 empty] | St Lawrence | 45.0038 | -74.7994 | Map | Map | NYIS
15296 | New York Power Authority | 2694 | Robert Moses Power Dam | Electric Utility | NY | 18 |  | 57 | 64.1 | 63.1 | Conventional Hydroelectric | WAT | HY | 7 | 1959 |  |  | (OP) Operating | [6 empty] | St Lawrence | 45.0038 | -74.7994 | Map | Map | NYIS
15296 | New York Power Authority | 2694 | Robert Moses Power Dam | Electric Utility | NY | 19 |  | 57 | 64.1 | 63.1 | Conventional Hydroelectric | WAT | HY | 6 | 1959 |  |  | (OP) Operating | [6 empty] | St Lawrence | 45.0038 | -74.7994 | Map | Map | NYIS
15296 | New York Power Authority | 2694 | Robert Moses Power Dam | Electric Utility | NY | 20 |  | 57 | 64.1 | 63.1 | Conventional Hydroelectric | WAT | HY | 5 | 1959 |  |  | (OP) Operating | [6 empty] | St Lawrence | 45.0038 | -74.7994 | Map | Map | NYIS
15296 | New York Power Authority | 2694 | Robert Moses Power Dam | Electric Utility | NY | 21 |  | 57 | 64.1 | 63.1 | Conventional Hydroelectric | WAT | HY | 5 | 1959 |  |  | (OP) Operating | [6 empty] | St Lawrence | 45.0038 | -74.7994 | Map | Map | NYIS
15296 | New York Power Authority | 2694 | Robert Moses Power Dam | Electric Utility | NY | 22 |  | 57 | 64.1 | 63.1 | Conventional Hydroelectric | WAT | HY | 3 | 1959 |  |  | (OP) Operating | [6 empty] | St Lawrence | 45.0038 | -74.7994 | Map | Map | NYIS
15296 | New York Power Authority | 2694 | Robert Moses Power Dam | Electric Utility | NY | 23 |  | 57 | 64.1 | 63.1 | Conventional Hydroelectric | WAT | HY | 1 | 1959 |  |  | (OP) Operating | [6 empty] | St Lawrence | 45.0038 | -74.7994 | Map | Map | NYIS
15296 | New York Power Authority | 2694 | Robert Moses Power Dam | Electric Utility | NY | 24 |  | 57 | 64.1 | 63.1 | Conventional Hydroelectric | WAT | HY | 12 | 1958 |  |  | (OP) Operating | [6 empty] | St Lawrence | 45.0038 | -74.7994 | Map | Map | NYIS
15296 | New York Power Authority | 2694 | Robert Moses Power Dam | Electric Utility | NY | 25 |  | 57 | 64.1 | 63.1 | Conventional Hydroelectric | WAT | HY | 11 | 1958 |  |  | (OP) Operating | [6 empty] | St Lawrence | 45.0038 | -74.7994 | Map | Map | NYIS
15296 | New York Power Authority | 2694 | Robert Moses Power Dam | Electric Utility | NY | 26 |  | 57 | 64.1 | 63.1 | Conventional Hydroelectric | WAT | HY | 10 | 1958 |  |  | (OP) Operating | [6 empty] | St Lawrence | 45.0038 | -74.7994 | Map | Map | NYIS
15296 | New York Power Authority | 2694 | Robert Moses Power Dam | Electric Utility | NY | 27 |  | 57 | 64.1 | 63.1 | Conventional Hydroelectric | WAT | HY | 8 | 1958 |  |  | (OP) Operating | [6 empty] | St Lawrence | 45.0038 | -74.7994 | Map | Map | NYIS
15296 | New York Power Authority | 2694 | Robert Moses Power Dam | Electric Utility | NY | 28 |  | 57 | 64.1 | 63.1 | Conventional Hydroelectric | WAT | HY | 8 | 1958 |  |  | (OP) Operating | [6 empty] | St Lawrence | 45.0038 | -74.7994 | Map | Map | NYIS
15296 | New York Power Authority | 2694 | Robert Moses Power Dam | Electric Utility | NY | 29 |  | 57 | 64.1 | 63.1 | Conventional Hydroelectric | WAT | HY | 7 | 1958 |  |  | (OP) Operating | [6 empty] | St Lawrence | 45.0038 | -74.7994 | Map | Map | NYIS
15296 | New York Power Authority | 2694 | Robert Moses Power Dam | Electric Utility | NY | 30 |  | 57 | 64.1 | 63.1 | Conventional Hydroelectric | WAT | HY | 7 | 1958 |  |  | (OP) Operating | [6 empty] | St Lawrence | 45.0038 | -74.7994 | Map | Map | NYIS
15296 | New York Power Authority | 2694 | Robert Moses Power Dam | Electric Utility | NY | 31 |  | 57 | 64.1 | 63.1 | Conventional Hydroelectric | WAT | HY | 7 | 1958 |  |  | (OP) Operating | [6 empty] | St Lawrence | 45.0038 | -74.7994 | Map | Map | NYIS
15296 | New York Power Authority | 2694 | Robert Moses Power Dam | Electric Utility | NY | 32 |  | 57 | 64.1 | 63.1 | Conventional Hydroelectric | WAT | HY | 7 | 1958 |  |  | (OP) Operating | [6 empty] | St Lawrence | 45.0038 | -74.7994 | Map | Map | NYIS
16217 | Village of Rockville Centre - (NY) | 2695 | Charles P Keller | Electric Utility | NY | 10 |  | 3.5 | 3.2 | 3.2 | Natural Gas Internal Combustion Engine | NG | IC | 1 | 1954 |  |  | (OP) Operating | [6 empty] | Nassau | 40.6583 | -73.6406 | Map | Map | NYIS
16217 | Village of Rockville Centre - (NY) | 2695 | Charles P Keller | Electric Utility | NY | 11 |  | 5.2 | 5.2 | 5.2 | Natural Gas Internal Combustion Engine | NG | IC | 1 | 1962 |  |  | (OP) Operating | [6 empty] | Nassau | 40.6583 | -73.6406 | Map | Map | NYIS
16217 | Village of Rockville Centre - (NY) | 2695 | Charles P Keller | Electric Utility | NY | 12 |  | 5.5 | 5.5 | 5.5 | Natural Gas Internal Combustion Engine | NG | IC | 1 | 1967 |  |  | (OP) Operating | [6 empty] | Nassau | 40.6583 | -73.6406 | Map | Map | NYIS
16217 | Village of Rockville Centre - (NY) | 2695 | Charles P Keller | Electric Utility | NY | 13 |  | 5.5 | 5.5 | 5.5 | Natural Gas Internal Combustion Engine | NG | IC | 1 | 1974 |  |  | (OP) Operating | [6 empty] | Nassau | 40.6583 | -73.6406 | Map | Map | NYIS
16217 | Village of Rockville Centre - (NY) | 2695 | Charles P Keller | Electric Utility | NY | 14 |  | 6.2 | 6.2 | 6.2 | Natural Gas Internal Combustion Engine | NG | IC | 9 | 1994 |  |  | (OP) Operating | [6 empty] | Nassau | 40.6583 | -73.6406 | Map | Map | NYIS
16217 | Village of Rockville Centre - (NY) | 2695 | Charles P Keller | Electric Utility | NY | 7 |  | 2 | 2 | 2 | Petroleum Liquids | DFO | IC | 1 | 1942 |  |  | (OP) Operating | [6 empty] | Nassau | 40.6583 | -73.6406 | Map | Map | NYIS
16217 | Village of Rockville Centre - (NY) | 2695 | Charles P Keller | Electric Utility | NY | 8 |  | 2.4 | 2.7 | 2.7 | Petroleum Liquids | DFO | IC | 1 | 1950 |  |  | (OP) Operating | [6 empty] | Nassau | 40.6583 | -73.6406 | Map | Map | NYIS
16217 | Village of Rockville Centre - (NY) | 2695 | Charles P Keller | Electric Utility | NY | 9 |  | 3.5 | 3.2 | 3.2 | Natural Gas Internal Combustion Engine | NG | IC | 1 | 1954 |  |  | (OP) Operating | [6 empty] | Nassau | 40.6583 | -73.6406 | Map | Map | NYIS
20188 | City of Watertown - (NY) | 2700 | Watertown | Electric Utility | NY | 1 |  | 2.7 | 2.1 | 2.1 | Conventional Hydroelectric | WAT | HY | 8 | 1924 |  |  | (OP) Operating | [6 empty] | Jefferson | 43.9758 | -75.8747 | Map | Map | NYIS
20188 | City of Watertown - (NY) | 2700 | Watertown | Electric Utility | NY | 2 |  | 2.7 | 2.1 | 2.1 | Conventional Hydroelectric | WAT | HY | 8 | 1924 |  |  | (OP) Operating | [6 empty] | Jefferson | 43.9758 | -75.8747 | Map | Map | NYIS
20188 | City of Watertown - (NY) | 2700 | Watertown | Electric Utility | NY | 3 |  | 2.7 | 2.1 | 2.1 | Conventional Hydroelectric | WAT | HY | 8 | 1924 |  |  | (OP) Operating | [6 empty] | Jefferson | 43.9758 | -75.8747 | Map | Map | NYIS
22129 | Somerset Operating Co LLC | 6082 | Somerset Operating Co LLC | IPP Non-CHP | NY | 1 |  | 655.1 | 685.9 | 691.5 | Conventional Steam Coal | BIT | ST | 8 | 1984 |  |  | (OP) Operating | [6 empty] | Niagara | 43.3589 | -78.6047 | Map | Map | NYIS
55951 | Exelon Nuclear | 6110 | James A Fitzpatrick | IPP Non-CHP | NY | 1 |  | 883.3 | 851 | 851 | Nuclear | NUC | ST | 8 | 1976 |  |  | (OP) Operating | [6 empty] | Oswego | 43.5214 | -76.4084 | Map | Map | NYIS
55951 | Exelon Nuclear | 6122 | R E Ginna Nuclear Power Plant | IPP Non-CHP | NY | 1 |  | 614 | 582 | 583 | Nuclear | NUC | ST | 7 | 1970 |  |  | (OP) Operating | [6 empty] | Wayne | 43.2777 | -77.3099 | Map | Map | NYIS
7601 | Green Mountain Power Corp | 6456 | Carver Falls | Electric Utility | NY | 1 |  | 1.3 | 1.3 | 1.3 | Conventional Hydroelectric | WAT | HY | 2 | 1922 |  |  | (OP) Operating | [6 empty] | Washington | 43.6262 | -73.3073 | Map | Map | ISNE
7601 | Green Mountain Power Corp | 6456 | Carver Falls | Electric Utility | NY | 2 |  | 0.6 | 0.6 | 0.6 | Conventional Hydroelectric | WAT | HY | 2 | 1922 |  |  | (OP) Operating | [6 empty] | Washington | 43.6262 | -73.3073 | Map | Map | ISNE
13511 | New York State Elec & Gas Corp | 6486 | Mill C | Electric Utility | NY | 1 |  | 1 | 1 | 1 | Conventional Hydroelectric | WAT | HY | 8 | 1944 |  |  | (OP) Operating | [6 empty] | Clinton | 44.6967 | -73.6122 | Map | Map | NYIS
13511 | New York State Elec & Gas Corp | 6486 | Mill C | Electric Utility | NY | 2 |  | 1.2 | 1.2 | 1.2 | Conventional Hydroelectric | WAT | HY | 8 | 1943 |  |  | (OP) Operating | [6 empty] | Clinton | 44.6967 | -73.6122 | Map | Map | NYIS
13511 | New York State Elec & Gas Corp | 6486 | Mill C | Electric Utility | NY | 3 |  | 3.8 | 3.8 | 3.8 | Conventional Hydroelectric | WAT | HY | 11 | 1984 |  |  | (OP) Operating | [6 empty] | Clinton | 44.6967 | -73.6122 | Map | Map | NYIS
5914 | Erie Boulevard Hydropower LP | 6527 | E J West | IPP Non-CHP | NY | 1 |  | 11 | 10.2 | 11 | Conventional Hydroelectric | WAT | HY | 1 | 1930 |  |  | (OP) Operating | [6 empty] | Saratoga | 43.3189 | -73.9208 | Map | Map | NYIS
5914 | Erie Boulevard Hydropower LP | 6527 | E J West | IPP Non-CHP | NY | 2 |  | 11 | 10.4 | 11.1 | Conventional Hydroelectric | WAT | HY | 1 | 1930 |  |  | (OP) Operating | [6 empty] | Saratoga | 43.3189 | -73.9208 | Map | Map | NYIS
56505 | National Grid Generation LLC | 7146 | Wading River | Electric Utility | NY | 02 |  | 79.5 | 76.9 | 96.2 | Petroleum Liquids | DFO | GT | 8 | 1989 |  |  | (OP) Operating | [6 empty] | Suffolk | 40.9569 | -72.8774 | Map | Map | NYIS
56505 | National Grid Generation LLC | 7146 | Wading River | Electric Utility | NY | 03 |  | 79.5 | 81.7 | 99 | Petroleum Liquids | DFO | GT | 8 | 1989 |  |  | (OP) Operating | [6 empty] | Suffolk | 40.9569 | -72.8774 | Map | Map | NYIS
56505 | National Grid Generation LLC | 7146 | Wading River | Electric Utility | NY | 1 |  | 79.5 | 82 | 101.3 | Petroleum Liquids | DFO | GT | 8 | 1989 |  |  | (OP) Operating | [6 empty] | Suffolk | 40.9569 | -72.8774 | Map | Map | NYIS
15296 | New York Power Authority | 7314 | Richard M Flynn | Electric Utility | NY | NA1 | CC1 | 108 | 89.6 | 107.9 | Natural Gas Fired Combined Cycle | NG | CT | 5 | 1994 |  |  | (OP) Operating | [6 empty] | Suffolk | 40.8158 | -73.064 | Map | Map | NYIS
15296 | New York Power Authority | 7314 | Richard M Flynn | Electric Utility | NY | NA2 | CC1 | 56 | 44.8 | 54 | Natural Gas Fired Combined Cycle | NG | CA | 5 | 1994 |  |  | (OP) Operating | [6 empty] | Suffolk | 40.8158 | -73.064 | Map | Map | NYIS
5914 | Erie Boulevard Hydropower LP | 7583 | Talcville | IPP Non-CHP | NY | 1 |  | 1 | 0.7 | 0.7 | Conventional Hydroelectric | WAT | HY | 1 | 1986 |  |  | (OP) Operating | [6 empty] | St Lawrence | 44.3083 | -75.3083 | Map | Map | NYIS
5914 | Erie Boulevard Hydropower LP | 7583 | Talcville | IPP Non-CHP | NY | 2 |  | 0.1 | 0.1 | 0.1 | Conventional Hydroelectric | WAT | HY | 1 | 1986 |  |  | (OP) Operating | [6 empty] | St Lawrence | 44.3083 | -75.3083 | Map | Map | NYIS
58651 | Allegany Generating Station, LLC | 7784 | Allegany Cogen | IPP Non-CHP | NY | 1 | CC01 | 42 | 40 | 40 | Natural Gas Fired Combined Cycle | NG | CT | 6 | 1994 |  |  | (OP) Operating | [6 empty] | Allegany | 42.5027 | -78.0686 | Map | Map | NYIS
58651 | Allegany Generating Station, LLC | 7784 | Allegany Cogen | IPP Non-CHP | NY | 2 | CC01 | 25 | 20 | 20 | Natural Gas Fired Combined Cycle | NG | CA | 6 | 1994 |  |  | (OP) Operating | [6 empty] | Allegany | 42.5027 | -78.0686 | Map | Map | NYIS
56505 | National Grid Generation LLC | 7869 | Glenwood Landing | Electric Utility | NY | GT1 |  | 16 | 12.6 | 17.6 | Petroleum Liquids | DFO | GT | 4 | 1967 |  |  | (OP) Operating | [6 empty] | Nassau | 40.8275 | -73.6478 | Map | Map | NYIS
56505 | National Grid Generation LLC | 7869 | Glenwood Landing | Electric Utility | NY | GT4 |  | 53 | 40 | 46.8 | Natural Gas Fired Combustion Turbine | NG | GT | 6 | 2002 |  |  | (OP) Operating | [6 empty] | Nassau | 40.8275 | -73.6478 | Map | Map | NYIS
56505 | National Grid Generation LLC | 7869 | Glenwood Landing | Electric Utility | NY | GT5 |  | 53 | 40 | 43.2 | Natural Gas Fired Combustion Turbine | NG | GT | 6 | 2002 |  |  | (OP) Operating | [6 empty] | Nassau | 40.8275 | -73.6478 | Map | Map | NYIS
15296 | New York Power Authority | 7909 | Vernon Boulevard | Electric Utility | NY | VG02 |  | 47 | 40 | 40 | Natural Gas Fired Combustion Turbine | NG | GT | 8 | 2001 |  |  | (OP) Operating | [6 empty] | Queens | 40.7537 | -73.9508 | Map | Map | NYIS
15296 | New York Power Authority | 7909 | Vernon Boulevard | Electric Utility | NY | VG03 |  | 47 | 39.9 | 39.9 | Natural Gas Fired Combustion Turbine | NG | GT | 8 | 2001 |  |  | (OP) Operating | [6 empty] | Queens | 40.7537 | -73.9508 | Map | Map | NYIS
15296 | New York Power Authority | 7910 | Joseph J Seymour Power Project | Electric Utility | NY | 1 |  | 47 | 40 | 40 | Natural Gas Fired Combustion Turbine | NG | GT | 7 | 2001 |  |  | (OP) Operating | [6 empty] | Kings | 40.6631 | -74 | Map | Map | NYIS
15296 | New York Power Authority | 7910 | Joseph J Seymour Power Project | Electric Utility | NY | 2 |  | 47 | 39.9 | 39.9 | Natural Gas Fired Combustion Turbine | NG | GT | 7 | 2001 |  |  | (OP) Operating | [6 empty] | Kings | 40.6631 | -74 | Map | Map | NYIS
15296 | New York Power Authority | 7912 | Brentwood | Electric Utility | NY | 1 |  | 47 | 47 | 47 | Natural Gas Fired Combustion Turbine | NG | GT | 7 | 2001 |  |  | (OP) Operating | [6 empty] | Suffolk | 40.7871 | -73.2934 | Map | Map | NYIS
15296 | New York Power Authority | 7913 | Hell Gate | Electric Utility | NY | HG01 |  | 47 | 40 | 39.9 | Natural Gas Fired Combustion Turbine | NG | GT | 7 | 2001 |  |  | (OP) Operating | [6 empty] | Bronx | 40.799 | -73.9094 | Map | Map | NYIS
15296 | New York Power Authority | 7913 | Hell Gate | Electric Utility | NY | HG02 |  | 47 | 39.9 | 40 | Natural Gas Fired Combustion Turbine | NG | GT | 7 | 2001 |  |  | (OP) Operating | [6 empty] | Bronx | 40.799 | -73.9094 | Map | Map | NYIS
15296 | New York Power Authority | 7914 | Harlem River Yard | Electric Utility | NY | HR01 |  | 47 | 39.9 | 39.9 | Natural Gas Fired Combustion Turbine | NG | GT | 7 | 2001 |  |  | (OP) Operating | [6 empty] | Bronx | 40.7991 | -73.9156 | Map | Map | NYIS
15296 | New York Power Authority | 7914 | Harlem River Yard | Electric Utility | NY | HR02 |  | 47 | 40 | 40 | Natural Gas Fired Combustion Turbine | NG | GT | 7 | 2001 |  |  | (OP) Operating | [6 empty] | Bronx | 40.7991 | -73.9156 | Map | Map | NYIS
15296 | New York Power Authority | 7915 | North 1st | Electric Utility | NY | N01 |  | 47 | 45.1 | 46.6 | Natural Gas Fired Combustion Turbine | NG | GT | 8 | 2001 |  |  | (OP) Operating | [6 empty] | Kings | 40.7171 | -73.9664 | Map | Map | NYIS
5511 | CCI Roseton LLC | 8006 | Roseton Generating Facility | IPP Non-CHP | NY | 1 |  | 621 | 607.7 | 610 | Natural Gas Steam Turbine | NG | ST | 12 | 1974 |  |  | (OP) Operating | [6 empty] | Orange | 41.5738 | -73.9663 | Map | Map | NYIS
5511 | CCI Roseton LLC | 8006 | Roseton Generating Facility | IPP Non-CHP | NY | 2 |  | 621 | 604 | 605.7 | Natural Gas Steam Turbine | NG | ST | 9 | 1974 |  |  | (OP) Operating | [6 empty] | Orange | 41.5738 | -73.9663 | Map | Map | NYIS
56505 | National Grid Generation LLC | 8007 | Holtsville | Electric Utility | NY | 1 |  | 56.7 | 55.5 | 62.1 | Petroleum Liquids | KER | GT | 7 | 1974 |  |  | (OP) Operating | [6 empty] | Suffolk | 40.817 | -73.0663 | Map | Map | NYIS
56505 | National Grid Generation LLC | 8007 | Holtsville | Electric Utility | NY | 10 |  | 56.7 | 54.1 | 65.6 | Petroleum Liquids | KER | GT | 7 | 1975 |  |  | (OP) Operating | [6 empty] | Suffolk | 40.817 | -73.0663 | Map | Map | NYIS
56505 | National Grid Generation LLC | 8007 | Holtsville | Electric Utility | NY | 2 |  | 56.7 | 55.6 | 61.3 | Petroleum Liquids | KER | GT | 7 | 1974 |  |  | (OP) Operating | [6 empty] | Suffolk | 40.817 | -73.0663 | Map | Map | NYIS
56505 | National Grid Generation LLC | 8007 | Holtsville | Electric Utility | NY | 3 |  | 56.7 | 51 | 64.8 | Petroleum Liquids | KER | GT | 7 | 1974 |  |  | (OP) Operating | [6 empty] | Suffolk | 40.817 | -73.0663 | Map | Map | NYIS
56505 | National Grid Generation LLC | 8007 | Holtsville | Electric Utility | NY | 4 |  | 56.7 | 52.4 | 64.3 | Petroleum Liquids | KER | GT | 7 | 1974 |  |  | (OP) Operating | [6 empty] | Suffolk | 40.817 | -73.0663 | Map | Map | NYIS
56505 | National Grid Generation LLC | 8007 | Holtsville | Electric Utility | NY | 5 |  | 56.7 | 53.4 | 65 | Petroleum Liquids | KER | GT | 7 | 1974 |  |  | (OP) Operating | [6 empty] | Suffolk | 40.817 | -73.0663 | Map | Map | NYIS
56505 | National Grid Generation LLC | 8007 | Holtsville | Electric Utility | NY | 6 |  | 56.7 | 50.4 | 65.4 | Petroleum Liquids | KER | GT | 7 | 1975 |  |  | (OP) Operating | [6 empty] | Suffolk | 40.817 | -73.0663 | Map | Map | NYIS
56505 | National Grid Generation LLC | 8007 | Holtsville | Electric Utility | NY | 7 |  | 56.7 | 49.2 | 64.8 | Petroleum Liquids | KER | GT | 7 | 1975 |  |  | (OP) Operating | [6 empty] | Suffolk | 40.817 | -73.0663 | Map | Map | NYIS
56505 | National Grid Generation LLC | 8007 | Holtsville | Electric Utility | NY | 8 |  | 56.7 | 55.4 | 66.8 | Petroleum Liquids | KER | GT | 7 | 1975 |  |  | (OP) Operating | [6 empty] | Suffolk | 40.817 | -73.0663 | Map | Map | NYIS
56505 | National Grid Generation LLC | 8007 | Holtsville | Electric Utility | NY | 9 |  | 56.7 | 55.3 | 69.1 | Petroleum Liquids | KER | GT | 7 | 1975 |  |  | (OP) Operating | [6 empty] | Suffolk | 40.817 | -73.0663 | Map | Map | NYIS
15296 | New York Power Authority | 8053 | Pouch | Electric Utility | NY | N01 |  | 47 | 45.5 | 46.8 | Natural Gas Fired Combustion Turbine | NG | GT | 8 | 2001 |  |  | (OP) Operating | [6 empty] | Richmond | 40.6182 | -74.0685 | Map | Map | NYIS
54863 | U S Power Generating Company LLC | 8906 | Astoria Generating Station | IPP Non-CHP | NY | 1 |  | 15 | 14.4 | 18.3 | Natural Gas Fired Combustion Turbine | NG | GT | 7 | 1967 |  |  | (OP) Operating | [6 empty] | Queens | 40.7877 | -73.9126 | Map | Map | NYIS
54863 | U S Power Generating Company LLC | 8906 | Astoria Generating Station | IPP Non-CHP | NY | 2 |  | 180 | 172.1 | 169.2 | Natural Gas Steam Turbine | NG | ST | 3 | 1954 |  |  | (OP) Operating | [6 empty] | Queens | 40.7877 | -73.9126 | Map | Map | NYIS
54863 | U S Power Generating Company LLC | 8906 | Astoria Generating Station | IPP Non-CHP | NY | 3 |  | 376 | 379.1 | 372.9 | Natural Gas Steam Turbine | NG | ST | 9 | 1958 |  |  | (OP) Operating | [6 empty] | Queens | 40.7877 | -73.9126 | Map | Map | NYIS
54863 | U S Power Generating Company LLC | 8906 | Astoria Generating Station | IPP Non-CHP | NY | ST5 |  | 387 | 381.8 | 387.4 | Natural Gas Steam Turbine | NG | ST | 5 | 1962 |  |  | (OP) Operating | [6 empty] | Queens | 40.7877 | -73.9126 | Map | Map | NYIS
6028 | Entergy Nuclear Indian Point 3 | 8907 | Indian Point 3 | IPP Non-CHP | NY | 3 |  | 1012 | 1041.3 | 1037.4 | Nuclear | NUC | ST | 8 | 1976 | 4 | 2021 | (OP) Operating | [6 empty] | Westchester | 41.2706 | -73.9526 | Map | Map | NYIS
5624 | RED-Rochester, LLC | 10025 | RED-Rochester, LLC | Industrial CHP | NY | 17TG |  | 15 | 15 | 15 | Conventional Steam Coal | BIT | ST | 12 | 1968 |  |  | (OP) Operating | [6 empty] | Monroe | 43.1989 | -77.6319 | Map | Map | NYIS
5624 | RED-Rochester, LLC | 10025 | RED-Rochester, LLC | Industrial CHP | NY | 41TG |  | 25.6 | 25.6 | 25.6 | Conventional Steam Coal | BIT | ST | 5 | 1964 |  |  | (OP) Operating | [6 empty] | Monroe | 43.1989 | -77.6319 | Map | Map | NYIS
5624 | RED-Rochester, LLC | 10025 | RED-Rochester, LLC | Industrial CHP | NY | 42TG |  | 25.6 | 25.6 | 25.6 | Conventional Steam Coal | BIT | ST | 8 | 1967 |  |  | (OP) Operating | [6 empty] | Monroe | 43.1989 | -77.6319 | Map | Map | NYIS
5624 | RED-Rochester, LLC | 10025 | RED-Rochester, LLC | Industrial CHP | NY | 43TG |  | 25.6 | 25.6 | 25.6 | Conventional Steam Coal | BIT | ST | 4 | 1969 |  |  | (OP) Operating | [6 empty] | Monroe | 43.1989 | -77.6319 | Map | Map | NYIS
5624 | RED-Rochester, LLC | 10025 | RED-Rochester, LLC | Industrial CHP | NY | 44TG |  | 25.6 | 25.6 | 25.6 | Conventional Steam Coal | BIT | ST | 8 | 1987 |  |  | (OP) Operating | [6 empty] | Monroe | 43.1989 | -77.6319 | Map | Map | NYIS
5624 | RED-Rochester, LLC | 10025 | RED-Rochester, LLC | Industrial CHP | NY | 75TG |  | 3 | 2.2 | 2.2 | Conventional Steam Coal | BIT | ST | 4 | 2015 |  |  | (OP) Operating | [6 empty] | Monroe | 43.1989 | -77.6319 | Map | Map | NYIS
5624 | RED-Rochester, LLC | 10025 | RED-Rochester, LLC | Industrial CHP | NY | KPR1 |  | 0.4 | 0.4 | 0.4 | Conventional Hydroelectric | WAT | HY | 6 | 1957 |  |  | (OP) Operating | [6 empty] | Monroe | 43.1989 | -77.6319 | Map | Map | NYIS
9357 | Hampshire Paper Co Inc | 10116 | Hampshire Paper | IPP Non-CHP | NY | 05 |  | 3.4 | 1.8 | 2.7 | Conventional Hydroelectric | WAT | HY | 5 | 1987 |  |  | (OP) Operating | [6 empty] | St Lawrence | 44.2965 | -75.3665 | Map | Map | NYIS
59136 | Ampersand Hollow Dam Hydro LLC | 10124 | Hollow Dam Power Partnership | IPP Non-CHP | NY | HY1 |  | 0.5 | 0.3 | 0.3 | Conventional Hydroelectric | WAT | HY | 12 | 1987 |  |  | (OP) Operating | [6 empty] | St Lawrence | 44.2965 | -75.3361 | Map | Map | NYIS
59136 | Ampersand Hollow Dam Hydro LLC | 10124 | Hollow Dam Power Partnership | IPP Non-CHP | NY | HY2 |  | 0.5 | 0.3 | 0.3 | Conventional Hydroelectric | WAT | HY | 12 | 1987 |  |  | (OP) Operating | [6 empty] | St Lawrence | 44.2965 | -75.3361 | Map | Map | NYIS
60741 | Fortistar Castleton Power | 10190 | Castleton Energy Center | IPP Non-CHP | NY | GEN1 | CCCC | 47 | 70.2 | 78.7 | Natural Gas Fired Combined Cycle | NG | CT | 2 | 1992 |  |  | (OP) Operating | [6 empty] | Rensselaer | 42.5375 | -73.7433 | Map | Map | NYIS
60741 | Fortistar Castleton Power | 10190 | Castleton Energy Center | IPP Non-CHP | NY | GEN2 | CCCC | 25 | 0 | 0 | Natural Gas Fired Combined Cycle | NG | CA | 2 | 1992 |  |  | (OP) Operating | [6 empty] | Rensselaer | 42.5375 | -73.7433 | Map | Map | NYIS
60023 | EONY Generation Limited | 10196 | Moose River | IPP Non-CHP | NY | GEN1 |  | 12.6 | 12.4 | 12.2 | Conventional Hydroelectric | WAT | HY | 11 | 1987 |  |  | (OP) Operating | [6 empty] | Lewis | 43.6107 | -75.3413 | Map | Map | NYIS
60023 | EONY Generation Limited | 10197 | Philadlephia | IPP Non-CHP | NY | GEN1 |  | 3.6 | 3.2 | 3.3 | Conventional Hydroelectric | WAT | HY | 10 | 1986 |  |  | (OP) Operating | [6 empty] | Jefferson | 44.1586 | -75.7088 | Map | Map | NYIS
11270 | Lower Saranac Hydro Partner LP | 10214 | Lower Saranac Hydroelectric Facility | IPP Non-CHP | NY | GEN1 |  | 3.2 | 3 | 2.9 | Conventional Hydroelectric | WAT | HY | 10 | 1990 |  |  | (OP) Operating | [6 empty] | Clinton | 44.6694 | -73.5075 | Map | Map | NYIS
11270 | Lower Saranac Hydro Partner LP | 10214 | Lower Saranac Hydroelectric Facility | IPP Non-CHP | NY | GEN2 |  | 3.2 | 3 | 2.9 | Conventional Hydroelectric | WAT | HY | 10 | 1990 |  |  | (OP) Operating | [6 empty] | Clinton | 44.6694 | -73.5075 | Map | Map | NYIS
11270 | Lower Saranac Hydro Partner LP | 10214 | Lower Saranac Hydroelectric Facility | IPP Non-CHP | NY | GEN3 |  | 0.3 | 0.3 | 0.3 | Conventional Hydroelectric | WAT | HY | 11 | 1990 |  |  | (OP) Operating | [6 empty] | Clinton | 44.6694 | -73.5075 | Map | Map | NYIS
55754 | Boralex Hydro Operations Inc | 10218 | Warrensburg Hydroelectric | IPP Non-CHP | NY | HY1 |  | 2.9 | 2.9 | 2.9 | Conventional Hydroelectric | WAT | HY | 12 | 1988 |  |  | (OP) Operating | [6 empty] | Warren | 43.4833 | -73.7986 | Map | Map | NYIS
55754 | Boralex Hydro Operations Inc | 10219 | Middle Falls Hydro | IPP Non-CHP | NY | HY1 |  | 1.1 | 1.1 | 1.1 | Conventional Hydroelectric | WAT | HY | 9 | 1989 |  |  | (OP) Operating | [6 empty] | Washington | 43.0987 | -73.5253 | Map | Map | NYIS
55754 | Boralex Hydro Operations Inc | 10219 | Middle Falls Hydro | IPP Non-CHP | NY | HY2 |  | 1.1 | 1.1 | 1.1 | Conventional Hydroelectric | WAT | HY | 9 | 1989 |  |  | (OP) Operating | [6 empty] | Washington | 43.0987 | -73.5253 | Map | Map | NYIS
55754 | Boralex Hydro Operations Inc | 10220 | Sissonville Hydro | IPP Non-CHP | NY | HY1 |  | 3 | 3 | 3 | Conventional Hydroelectric | WAT | HY | 7 | 1990 |  |  | (OP) Operating | [6 empty] | St Lawrence | 44.6856 | -75.0029 | Map | Map | NYIS
55754 | Boralex Hydro Operations Inc | 10221 | New York State Dam Hydro | IPP Non-CHP | NY | GEN1 |  | 5.7 | 5.7 | 5.7 | Conventional Hydroelectric | WAT | HY | 11 | 1990 |  |  | (OP) Operating | [6 empty] | Saratoga | 42.7818 | -73.6961 | Map | Map | NYIS
55754 | Boralex Hydro Operations Inc | 10221 | New York State Dam Hydro | IPP Non-CHP | NY | GEN2 |  | 5.7 | 5.7 | 5.7 | Conventional Hydroelectric | WAT | HY | 11 | 1990 |  |  | (OP) Operating | [6 empty] | Saratoga | 42.7818 | -73.6961 | Map | Map | NYIS
60023 | EONY Generation Limited | 10237 | Diana Hydroelectric | IPP Non-CHP | NY | GEN1 |  | 1.8 | 1.6 | 1.6 | Conventional Hydroelectric | WAT | HY | 7 | 1985 |  |  | (OP) Operating | [6 empty] | Lewis | 44.1519 | -75.3217 | Map | Map | NYIS
60023 | EONY Generation Limited | 10238 | Dolgeville Hydro | IPP Non-CHP | NY | GEN1 |  | 5 | 5 | 5 | Conventional Hydroelectric | WAT | HY | 7 | 1985 |  |  | (OP) Operating | [6 empty] | Herkimer | 43.0906 | -74.767 | Map | Map | NYIS
4386 | Cornell Hydro | 10286 | Cornell Hydro | Commercial Non-CHP | NY | 1 |  | 0.8 | 0.5 | 0.7 | Conventional Hydroelectric | WAT | HY | 12 | 1981 |  |  | (OP) Operating | [6 empty] | Tompkins | 42.4519 | -76.4851 | Map | Map | NYIS
4386 | Cornell Hydro | 10286 | Cornell Hydro | Commercial Non-CHP | NY | 2 |  | 1.1 | 1.1 | 1.1 | Conventional Hydroelectric | WAT | HY | 12 | 1981 |  |  | (OP) Operating | [6 empty] | Tompkins | 42.4519 | -76.4851 | Map | Map | NYIS
12834 | Dutchess County RRA | 10305 | Dutchess Cnty Resource Recovery Facility | Commercial CHP | NY | GEN1 |  | 9.2 | 7.2 | 7.4 | Municipal Solid Waste | MSW | ST | 11 | 1987 |  |  | (OP) Operating | [6 empty] | Dutchess | 41.647 | -73.943 | Map | Map | NYIS
1746 | Black River Generation LLC | 10464 | ReEnergy Black River | IPP Non-CHP | NY | GEN1 |  | 55.5 | 55 | 56 | Wood/Wood Waste Biomass | WDS | ST | 6 | 1989 |  |  | (OP) Operating | [6 empty] | Jefferson | 44.0365 | -75.772 | Map | Map | NYIS
55754 | Boralex Hydro Operations Inc | 10467 | Fourth Branch Hydroelectric Facility | IPP Non-CHP | NY | 1 |  | 3.3 | 3.3 | 3.3 | Conventional Hydroelectric | WAT | HY | 12 | 1987 |  |  | (OP) Operating | [6 empty] | Saratoga | 42.7876 | -73.6917 | Map | Map | NYIS
57280 | Eagle Creek RE LLC | 10490 | Upper Beaver Falls Project | IPP Non-CHP | NY | 1G |  | 1.5 | 1.5 | 1.5 | Conventional Hydroelectric | WAT | HY | 1 | 1985 |  |  | (OP) Operating | [6 empty] | Lewis | 43.8836 | -75.4281 | Map | Map | NYIS
20541 | Wheelabrator Environmental Systems | 10503 | Wheelabrator Hudson Falls | IPP Non-CHP | NY | GEN1 |  | 14.4 | 11.5 | 11.5 | Municipal Solid Waste | MSW | ST | 11 | 1991 |  |  | (OP) Operating | [6 empty] | Washington | 43.3056 | -73.5914 | Map | Map | NYIS
56174 | Finch Paper LLC | 10511 | Finch Paper | Industrial CHP | NY | GEN6 |  | 29 | 23 | 27 | Wood/Wood Waste Biomass | WDL | ST | 6 | 1987 |  |  | (OP) Operating | [6 empty] | Warren | 43.3084 | -73.6376 | Map | Map | NYIS
60641 | Veolia NA - Municipal & Commercial Business | 10521 | Lederle Laboratories | Industrial CHP | NY | 3A | CC1 | 1.5 | 1.5 | 1.5 | Natural Gas Fired Combined Cycle | NG | CA | 12 | 1998 |  |  | (OP) Operating | [6 empty] | Rockland | 41.0772 | -74.0181 | Map | Map | NYIS
60641 | Veolia NA - Municipal & Commercial Business | 10521 | Lederle Laboratories | Industrial CHP | NY | GEN1 | CC1 | 8.3 | 8.3 | 8.3 | Natural Gas Fired Combined Cycle | NG | CT | 1 | 1991 |  |  | (OP) Operating | [6 empty] | Rockland | 41.0772 | -74.0181 | Map | Map | NYIS
60641 | Veolia NA - Municipal & Commercial Business | 10521 | Lederle Laboratories | Industrial CHP | NY | GEN2 | CC1 | 8.3 | 8.3 | 8.3 | Natural Gas Fired Combined Cycle | NG | CT | 1 | 1991 |  |  | (OP) Operating | [6 empty] | Rockland | 41.0772 | -74.0181 | Map | Map | NYIS
60641 | Veolia NA - Municipal & Commercial Business | 10521 | Lederle Laboratories | Industrial CHP | NY | GEN3 | CC1 | 2.2 | 2.2 | 2.2 | Natural Gas Fired Combined Cycle | NG | CA | 7 | 1990 |  |  | (OP) Operating | [6 empty] | Rockland | 41.0772 | -74.0181 | Map | Map | NYIS
60641 | Veolia NA - Municipal & Commercial Business | 10521 | Lederle Laboratories | Industrial CHP | NY | TG4 | CC1 | 3.1 | 1.4 | 1.4 | Natural Gas Fired Combined Cycle | NG | CA | 7 | 1997 |  |  | (OP) Operating | [6 empty] | Rockland | 41.0772 | -74.0181 | Map | Map | NYIS
5914 | Erie Boulevard Hydropower LP | 10530 | Feeder Dam Hydro Plant | IPP Non-CHP | NY | 1 |  | 1 | 0.9 | 1 | Conventional Hydroelectric | WAT | HY | 1 | 1924 |  |  | (OP) Operating | [6 empty] | Saratoga | 43.2899 | -73.6658 | Map | Map | NYIS
5914 | Erie Boulevard Hydropower LP | 10530 | Feeder Dam Hydro Plant | IPP Non-CHP | NY | 2 |  | 1 | 0.9 | 1 | Conventional Hydroelectric | WAT | HY | 1 | 1924 |  |  | (OP) Operating | [6 empty] | Saratoga | 43.2899 | -73.6658 | Map | Map | NYIS
5914 | Erie Boulevard Hydropower LP | 10530 | Feeder Dam Hydro Plant | IPP Non-CHP | NY | 3 |  | 1 | 1 | 1 | Conventional Hydroelectric | WAT | HY | 1 | 1924 |  |  | (OP) Operating | [6 empty] | Saratoga | 43.2899 | -73.6658 | Map | Map | NYIS
5914 | Erie Boulevard Hydropower LP | 10530 | Feeder Dam Hydro Plant | IPP Non-CHP | NY | 4 |  | 1 | 0.9 | 1 | Conventional Hydroelectric | WAT | HY | 1 | 1924 |  |  | (OP) Operating | [6 empty] | Saratoga | 43.2899 | -73.6658 | Map | Map | NYIS
5914 | Erie Boulevard Hydropower LP | 10530 | Feeder Dam Hydro Plant | IPP Non-CHP | NY | 5 |  | 1 | 1 | 1 | Conventional Hydroelectric | WAT | HY | 1 | 1924 |  |  | (OP) Operating | [6 empty] | Saratoga | 43.2899 | -73.6658 | Map | Map | NYIS
5914 | Erie Boulevard Hydropower LP | 10531 | Beebee Island Hydro Plant | IPP Non-CHP | NY | 1 |  | 4 | 4.3 | 4.4 | Conventional Hydroelectric | WAT | HY | 1 | 1931 |  |  | (OP) Operating | [6 empty] | Jefferson | 43.9767 | -75.9072 | Map | Map | NYIS
5914 | Erie Boulevard Hydropower LP | 10531 | Beebee Island Hydro Plant | IPP Non-CHP | NY | 2 |  | 5 | 4.3 | 4.4 | Conventional Hydroelectric | WAT | HY | 1 | 1931 |  |  | (OP) Operating | [6 empty] | Jefferson | 43.9767 | -75.9072 | Map | Map | NYIS
34688 | CHI Energy Inc | 10538 | Dexter Plant | IPP Non-CHP | NY | GEN1 |  | 0.5 | 0.5 | 0.5 | Conventional Hydroelectric | WAT | HY | 1 | 1931 |  |  | (OP) Operating | [6 empty] | Jefferson | 44.004 | -76.0413 | Map | Map | NYIS
34688 | CHI Energy Inc | 10538 | Dexter Plant | IPP Non-CHP | NY | GEN2 |  | 0.5 | 0.5 | 0.5 | Conventional Hydroelectric | WAT | HY | 1 | 1931 |  |  | (OP) Operating | [6 empty] | Jefferson | 44.004 | -76.0413 | Map | Map | NYIS
34688 | CHI Energy Inc | 10538 | Dexter Plant | IPP Non-CHP | NY | GEN3 |  | 0.2 | 0.2 | 0.2 | Conventional Hydroelectric | WAT | HY | 1 | 1958 |  |  | (OP) Operating | [6 empty] | Jefferson | 44.004 | -76.0413 | Map | Map | NYIS
34688 | CHI Energy Inc | 10538 | Dexter Plant | IPP Non-CHP | NY | GEN4 |  | 0.2 | 0.2 | 0.2 | Conventional Hydroelectric | WAT | HY | 7 | 1986 |  |  | (OP) Operating | [6 empty] | Jefferson | 44.004 | -76.0413 | Map | Map | NYIS
34688 | CHI Energy Inc | 10538 | Dexter Plant | IPP Non-CHP | NY | GEN5 |  | 0.2 | 0.2 | 0.2 | Conventional Hydroelectric | WAT | HY | 7 | 1986 |  |  | (OP) Operating | [6 empty] | Jefferson | 44.004 | -76.0413 | Map | Map | NYIS
34688 | CHI Energy Inc | 10538 | Dexter Plant | IPP Non-CHP | NY | GEN6 |  | 1.3 | 1.2 | 1.2 | Conventional Hydroelectric | WAT | HY | 7 | 1988 |  |  | (OP) Operating | [6 empty] | Jefferson | 44.004 | -76.0413 | Map | Map | NYIS
34688 | CHI Energy Inc | 10538 | Dexter Plant | IPP Non-CHP | NY | GEN7 |  | 1.3 | 1.2 | 1.2 | Conventional Hydroelectric | WAT | HY | 5 | 1988 |  |  | (OP) Operating | [6 empty] | Jefferson | 44.004 | -76.0413 | Map | Map | NYIS
34688 | CHI Energy Inc | 10539 | Theresa Plant | IPP Non-CHP | NY | GEN1 |  | 1 | 1 | 0.9 | Conventional Hydroelectric | WAT | HY | 1 | 1929 |  |  | (OP) Operating | [6 empty] | Jefferson | 44.2174 | -75.7952 | Map | Map | NYIS
34688 | CHI Energy Inc | 10539 | Theresa Plant | IPP Non-CHP | NY | GEN2 |  | 0.3 | 0.3 | 0.3 | Conventional Hydroelectric | WAT | HY | 1 | 1927 |  |  | (OP) Operating | [6 empty] | Jefferson | 44.2174 | -75.7952 | Map | Map | NYIS
34688 | CHI Energy Inc | 10540 | Diamond Island Plant | IPP Non-CHP | NY | GEN1 |  | 0.4 | 0.4 | 0.4 | Conventional Hydroelectric | WAT | HY | 1 | 1914 |  |  | (OP) Operating | [6 empty] | Jefferson | 43.9786 | -75.8861 | Map | Map | NYIS
34688 | CHI Energy Inc | 10540 | Diamond Island Plant | IPP Non-CHP | NY | GEN2 |  | 0.4 | 0.4 | 0.4 | Conventional Hydroelectric | WAT | HY | 1 | 1914 |  |  | (OP) Operating | [6 empty] | Jefferson | 43.9786 | -75.8861 | Map | Map | NYIS
34688 | CHI Energy Inc | 10540 | Diamond Island Plant | IPP Non-CHP | NY | GEN3 |  | 0.4 | 0.4 | 0.4 | Conventional Hydroelectric | WAT | HY | 1 | 1914 |  |  | (OP) Operating | [6 empty] | Jefferson | 43.9786 | -75.8861 | Map | Map | NYIS
34688 | CHI Energy Inc | 10544 | Hailesboro 4 Plant | IPP Non-CHP | NY | GEN1 |  | 0.8 | 0.8 | 0.7 | Conventional Hydroelectric | WAT | HY | 1 | 1922 |  |  | (OP) Operating | [6 empty] | St Lawrence | 44.3117 | -75.445 | Map | Map | NYIS
34688 | CHI Energy Inc | 10544 | Hailesboro 4 Plant | IPP Non-CHP | NY | GEN2 |  | 0.6 | 0.6 | 0.6 | Conventional Hydroelectric | WAT | HY | 1 | 1922 |  |  | (OP) Operating | [6 empty] | St Lawrence | 44.3117 | -75.445 | Map | Map | NYIS
34688 | CHI Energy Inc | 10545 | Copenhagen Plant | IPP Non-CHP | NY | GEN1 |  | 1.5 | 1.4 | 1.4 | Conventional Hydroelectric | WAT | HY | 6 | 1984 |  |  | (OP) Operating | [6 empty] | Lewis | 43.8997 | -75.6603 | Map | Map | NYIS
34688 | CHI Energy Inc | 10545 | Copenhagen Plant | IPP Non-CHP | NY | GEN2 |  | 1.5 | 1.4 | 1.4 | Conventional Hydroelectric | WAT | HY | 6 | 1984 |  |  | (OP) Operating | [6 empty] | Lewis | 43.8997 | -75.6603 | Map | Map | NYIS
34688 | CHI Energy Inc | 10545 | Copenhagen Plant | IPP Non-CHP | NY | GEN3 |  | 0.3 | 0.3 | 0.3 | Conventional Hydroelectric | WAT | HY | 8 | 1984 |  |  | (OP) Operating | [6 empty] | Lewis | 43.8997 | -75.6603 | Map | Map | NYIS
34688 | CHI Energy Inc | 10547 | Pyrites Plant | IPP Non-CHP | NY | GEN1 |  | 1.2 | 1.1 | 1.1 | Conventional Hydroelectric | WAT | HY | 1 | 1949 |  |  | (OP) Operating | [6 empty] | St Lawrence | 44.522 | -75.1881 | Map | Map | NYIS
34688 | CHI Energy Inc | 10547 | Pyrites Plant | IPP Non-CHP | NY | GEN2 |  | 3.5 | 3.3 | 3.2 | Conventional Hydroelectric | WAT | HY | 12 | 1985 |  |  | (OP) Operating | [6 empty] | St Lawrence | 44.522 | -75.1881 | Map | Map | NYIS
34688 | CHI Energy Inc | 10547 | Pyrites Plant | IPP Non-CHP | NY | GEN3 |  | 3.5 | 3.3 | 3.2 | Conventional Hydroelectric | WAT | HY | 12 | 1985 |  |  | (OP) Operating | [6 empty] | St Lawrence | 44.522 | -75.1881 | Map | Map | NYIS
463 | Ameresco LFG I Inc | 10549 | Al Turi | IPP Non-CHP | NY | 2 |  | 0.8 | 0.8 | 0.8 | Landfill Gas | LFG | IC | 7 | 2011 |  |  | (OP) Operating | [6 empty] | Orange | 41.4043 | -74.3767 | Map | Map | NYIS
463 | Ameresco LFG I Inc | 10549 | Al Turi | IPP Non-CHP | NY | 3 |  | 0.8 | 0.8 | 0.8 | Landfill Gas | LFG | IC | 7 | 2011 |  |  | (OP) Operating | [6 empty] | Orange | 41.4043 | -74.3767 | Map | Map | NYIS
58338 | Lakeside Beaver Falls LLC | 10617 | CH Resources Beaver Falls | IPP CHP | NY | GEN1 | CC01 | 65.5 | 50.8 | 63.9 | Natural Gas Fired Combined Cycle | NG | CT | 4 | 1995 |  |  | (OP) Operating | [6 empty] | Lewis | 43.8861 | -75.4342 | Map | Map | NYIS
58338 | Lakeside Beaver Falls LLC | 10617 | CH Resources Beaver Falls | IPP CHP | NY | GEN2 | CC01 | 42.3 | 30.6 | 31.8 | Natural Gas Fired Combined Cycle | NG | CA | 4 | 1995 |  |  | (OP) Operating | [6 empty] | Lewis | 43.8861 | -75.4342 | Map | Map | NYIS
3085 | Carthage Energy LLC | 10620 | Carthage Energy LLC | IPP Non-CHP | NY | GEN1 | CC1 | 40.9 | 38.2 | 44.7 | Natural Gas Fired Combined Cycle | NG | CT | 11 | 1991 |  |  | (OP) Operating | [6 empty] | Jefferson | 43.9842 | -75.6225 | Map | Map | NYIS
3085 | Carthage Energy LLC | 10620 | Carthage Energy LLC | IPP Non-CHP | NY | GEN2 | CC1 | 22 | 21 | 21.5 | Natural Gas Fired Combined Cycle | NG | CA | 11 | 1991 |  |  | (OP) Operating | [6 empty] | Jefferson | 43.9842 | -75.6225 | Map | Map | NYIS
58337 | Lakeside Syracuse LLC | 10621 | CH Resources Syracuse | IPP Non-CHP | NY | GEN1 | CC01 | 65.5 | 55.9 | 63 | Natural Gas Fired Combined Cycle | NG | CT | 1 | 1994 |  |  | (OP) Operating | [6 empty] | Onondaga | 43.0664 | -76.2144 | Map | Map | NYIS
58337 | Lakeside Syracuse LLC | 10621 | CH Resources Syracuse | IPP Non-CHP | NY | GEN2 | CC01 | 37.2 | 28.8 | 28.8 | Natural Gas Fired Combined Cycle | NG | CA | 1 | 1994 |  |  | (OP) Operating | [6 empty] | Onondaga | 43.0664 | -76.2144 | Map | Map | NYIS
473 | Covanta Hempstead Company | 10642 | Covanta Hempstead | IPP Non-CHP | NY | GEN1 |  | 78.6 | 71.8 | 70.8 | Municipal Solid Waste | MSW | ST | 4 | 1989 |  |  | (OP) Operating | [6 empty] | Nassau | 40.7389 | -73.5906 | Map | Map | NYIS
34688 | CHI Energy Inc | 10687 | Black River Hydro Associates | IPP Non-CHP | NY | DE1 |  | 1.6 | 1.5 | 1.5 | Conventional Hydroelectric | WAT | HY | 1 | 1984 |  |  | (OP) Operating | [6 empty] | Lewis | 43.5912 | -75.3442 | Map | Map | NYIS
34688 | CHI Energy Inc | 10687 | Black River Hydro Associates | IPP Non-CHP | NY | PL1 |  | 2.2 | 2.1 | 2 | Conventional Hydroelectric | WAT | HY | 1 | 1984 |  |  | (OP) Operating | [6 empty] | Lewis | 43.5912 | -75.3442 | Map | Map | NYIS
34688 | CHI Energy Inc | 10687 | Black River Hydro Associates | IPP Non-CHP | NY | RI1 |  | 1.9 | 1.8 | 1.8 | Conventional Hydroelectric | WAT | HY | 1 | 1984 |  |  | (OP) Operating | [6 empty] | Lewis | 43.5912 | -75.3442 | Map | Map | NYIS
16909 | Selkirk Cogen Partners LP | 10725 | Selkirk Cogen | IPP CHP | NY | GEN1 | F801 | 95.2 | 78.1 | 104.3 | Natural Gas Fired Combined Cycle | NG | CT | 4 | 1992 |  |  | (OP) Operating | [6 empty] | Albany | 42.5744 | -73.8592 | Map | Map | NYIS
16909 | Selkirk Cogen Partners LP | 10725 | Selkirk Cogen | IPP CHP | NY | GEN3 | F802 | 95.2 | 282.1 | 325.9 | Natural Gas Fired Combined Cycle | NG | CT | 4 | 1994 |  |  | (OP) Operating | [6 empty] | Albany | 42.5744 | -73.8592 | Map | Map | NYIS
16909 | Selkirk Cogen Partners LP | 10725 | Selkirk Cogen | IPP CHP | NY | GEN4 | F802 | 95.2 |  |  | Natural Gas Fired Combined Cycle | NG | CT | 4 | 1994 |  |  | (OP) Operating | [6 empty] | Albany | 42.5744 | -73.8592 | Map | Map | NYIS
16909 | Selkirk Cogen Partners LP | 10725 | Selkirk Cogen | IPP CHP | NY | GEN5 | F802 | 148.4 |  |  | Natural Gas Fired Combined Cycle | NG | CA | 4 | 1994 |  |  | (OP) Operating | [6 empty] | Albany | 42.5744 | -73.8592 | Map | Map | NYIS
10575 | Lachute Hydro Co Inc | 10752 | Lachute Hydro Lower | IPP Non-CHP | NY | GEN1 |  | 3.8 | 3.6 | 3.5 | Conventional Hydroelectric | WAT | HY | 12 | 1987 |  |  | (OP) Operating | [6 empty] | Essex | 43.849 | -73.4207 | Map | Map | NYIS
10575 | Lachute Hydro Co Inc | 10753 | Lachute Hydro Upper | IPP Non-CHP | NY | GEN1 |  | 5.2 | 4.9 | 4.8 | Conventional Hydroelectric | WAT | HY | 12 | 1987 |  |  | (OP) Operating | [6 empty] | Essex | 43.8439 | -73.4312 | Map | Map | NYIS
5811 | Empire Hydro Partners | 10817 | Port Leyden Hydroelectric Project | IPP Non-CHP | NY | GEN1 |  | 0.5 | 0.5 | 0.5 | Conventional Hydroelectric | WAT | HY | 12 | 1985 |  |  | (OP) Operating | [6 empty] | Lewis | 43.5836 | -75.3392 | Map | Map | NYIS
5811 | Empire Hydro Partners | 10817 | Port Leyden Hydroelectric Project | IPP Non-CHP | NY | GEN2 |  | 0.5 | 0.5 | 0.5 | Conventional Hydroelectric | WAT | HY | 12 | 1985 |  |  | (OP) Operating | [6 empty] | Lewis | 43.5836 | -75.3392 | Map | Map | NYIS
49997 | Consolidated Hydro New York, Inc. | 10848 | Walden | IPP Non-CHP | NY | GEN1 |  | 1.2 | 1.1 | 1.1 | Conventional Hydroelectric | WAT | HY | 4 | 1986 |  |  | (OP) Operating | [6 empty] | Orange | 41.56 | -74.1951 | Map | Map | NYIS
49997 | Consolidated Hydro New York, Inc. | 10848 | Walden | IPP Non-CHP | NY | GEN2 |  | 0.8 | 0.8 | 0.7 | Conventional Hydroelectric | WAT | HY | 4 | 1986 |  |  | (OP) Operating | [6 empty] | Orange | 41.56 | -74.1951 | Map | Map | NYIS
49997 | Consolidated Hydro New York, Inc. | 10848 | Walden | IPP Non-CHP | NY | GEN3 |  | 0.4 | 0.4 | 0.4 | Conventional Hydroelectric | WAT | HY | 4 | 1986 |  |  | (OP) Operating | [6 empty] | Orange | 41.56 | -74.1951 | Map | Map | NYIS
8736 | Hollingworth & Vose Co | 10853 | Center Falls | Industrial Non-CHP | NY | 1 |  | 0.4 | 0.3 | 0.4 | Conventional Hydroelectric | WAT | HY | 1 | 1984 |  |  | (OP) Operating | [6 empty] | Washington | 43.0967 | -73.4602 | Map | Map | NYIS
8736 | Hollingworth & Vose Co | 10853 | Center Falls | Industrial Non-CHP | NY | 2 |  | 0.4 | 0.3 | 0.4 | Conventional Hydroelectric | WAT | HY | 1 | 1984 |  |  | (OP) Operating | [6 empty] | Washington | 43.0967 | -73.4602 | Map | Map | NYIS
8736 | Hollingworth & Vose Co | 10853 | Center Falls | Industrial Non-CHP | NY | 3 |  | 0.3 | 0.2 | 0.3 | Conventional Hydroelectric | WAT | HY | 1 | 1984 |  |  | (OP) Operating | [6 empty] | Washington | 43.0967 | -73.4602 | Map | Map | NYIS
56590 | Silverstreet Hydro | 10872 | Kings Falls Hydroelectric | IPP Non-CHP | NY | 1 |  | 1.6 | 0.2 | 0.1 | Conventional Hydroelectric | WAT | HY | 10 | 1988 |  |  | (OP) Operating | [6 empty] | Lewis | 43.9173 | -75.6338 | Map | Map | NYIS
49997 | Consolidated Hydro New York, Inc. | 10902 | Victory Mills | IPP Non-CHP | NY | GEN1 |  | 1.7 | 1.6 | 1.6 | Conventional Hydroelectric | WAT | HY | 12 | 1986 |  |  | (OP) Operating | [6 empty] | Cayuga | 42.9197 | -76.5477 | Map | Map | NYIS
57184 | Ampersand Mount Ida Hydro LLC | 50031 | Mt Ida Hydroelectric | IPP Non-CHP | NY | 3983 |  | 1.5 | 1.5 | 1.5 | Conventional Hydroelectric | WAT | HY | 1 | 1992 |  |  | (OP) Operating | [6 empty] | Rensselaer | 42.7213 | -73.6806 | Map | Map | NYIS
57184 | Ampersand Mount Ida Hydro LLC | 50031 | Mt Ida Hydroelectric | IPP Non-CHP | NY | 3986 |  | 1.5 | 1.5 | 1.5 | Conventional Hydroelectric | WAT | HY | 1 | 1992 |  |  | (OP) Operating | [6 empty] | Rensselaer | 42.7213 | -73.6806 | Map | Map | NYIS
19774 | Valley Falls Associates | 50034 | Valley Falls Hydroelectric Facility | IPP Non-CHP | NY | GEN1 |  | 2.5 | 2.5 | 2.5 | Conventional Hydroelectric | WAT | HY | 8 | 1985 |  |  | (OP) Operating | [6 empty] | Rensselaer | 42.9044 | -73.5625 | Map | Map | NYIS
34688 | CHI Energy Inc | 50079 | Goodyear Lake Plant | IPP Non-CHP | NY | GEN1 |  | 0.8 | 0.8 | 0.7 | Conventional Hydroelectric | WAT | HY | 8 | 1980 |  |  | (OP) Operating | [6 empty] | Otsego | 42.5025 | -74.9836 | Map | Map | NYIS
34688 | CHI Energy Inc | 50079 | Goodyear Lake Plant | IPP Non-CHP | NY | GEN2 |  | 0.6 | 0.6 | 0.6 | Conventional Hydroelectric | WAT | HY | 8 | 1980 |  |  | (OP) Operating | [6 empty] | Otsego | 42.5025 | -74.9836 | Map | Map | NYIS
34689 | Triton Power Co | 50093 | Chateaugay High Falls Hydro | IPP Non-CHP | NY | WT |  | 1.7 | 1.6 | 1.6 | Conventional Hydroelectric | WAT | HY | 12 | 1988 |  |  | (OP) Operating | [6 empty] | Franklin | 44.9099 | -74.0858 | Map | Map | NYIS
20148 | Watervliet City of | 50123 | Normanskill Hydro Project | IPP Non-CHP | NY | GEN1 |  | 1.2 | 1.2 | 1.2 | Conventional Hydroelectric | WAT | HY | 4 | 1983 |  |  | (OP) Operating | [6 empty] | Albany | 42.7124 | -73.9573 | Map | Map | NYIS
17460 | South Oak Hospital | 50136 | South Oaks Hospital | Commercial CHP | NY | CG1 |  | 0.2 | 0.1 | 0.1 | Natural Gas Internal Combustion Engine | NG | IC | 4 | 2008 |  |  | (OP) Operating | [6 empty] | Suffolk | 40.6853 | -73.4258 | Map | Map | NYIS
17460 | South Oak Hospital | 50136 | South Oaks Hospital | Commercial CHP | NY | CG2 |  | 0.2 | 0.1 | 0.1 | Natural Gas Internal Combustion Engine | NG | IC | 4 | 2008 |  |  | (OP) Operating | [6 empty] | Suffolk | 40.6853 | -73.4258 | Map | Map | NYIS
17460 | South Oak Hospital | 50136 | South Oaks Hospital | Commercial CHP | NY | CG3 |  | 0.2 | 0.1 | 0.1 | Natural Gas Internal Combustion Engine | NG | IC | 4 | 2008 |  |  | (OP) Operating | [6 empty] | Suffolk | 40.6853 | -73.4258 | Map | Map | NYIS
17460 | South Oak Hospital | 50136 | South Oaks Hospital | Commercial CHP | NY | CG4 |  | 0.2 | 0.1 | 0.1 | Natural Gas Internal Combustion Engine | NG | IC | 4 | 2008 |  |  | (OP) Operating | [6 empty] | Suffolk | 40.6853 | -73.4258 | Map | Map | NYIS
17460 | South Oak Hospital | 50136 | South Oaks Hospital | Commercial CHP | NY | CG5 |  | 0.2 | 0.1 | 0.1 | Natural Gas Internal Combustion Engine | NG | IC | 4 | 2008 |  |  | (OP) Operating | [6 empty] | Suffolk | 40.6853 | -73.4258 | Map | Map | NYIS
56842 | Union Falls Hydro Power LP | 50176 | Union Falls | IPP Non-CHP | NY | GEN1 |  | 1.3 | 1.3 | 1.3 | Conventional Hydroelectric | WAT | HY | 1 | 1987 |  |  | (OP) Operating | [6 empty] | Clinton | 44.5107 | -73.9131 | Map | Map | NYIS
56842 | Union Falls Hydro Power LP | 50176 | Union Falls | IPP Non-CHP | NY | GEN2 |  | 1.3 | 1.3 | 1.3 | Conventional Hydroelectric | WAT | HY | 1 | 1987 |  |  | (OP) Operating | [6 empty] | Clinton | 44.5107 | -73.9131 | Map | Map | NYIS
19351 | U S Gypsum Co | 50203 | US Gypsum Oakfield | Industrial CHP | NY | GEN1 |  | 5.8 | 4.9 | 5.7 | Natural Gas Fired Combustion Turbine | NG | GT | 4 | 1986 |  |  | (OP) Operating | [6 empty] | Genesee | 43.0647 | -78.2972 | Map | Map | NYIS
5914 | Erie Boulevard Hydropower LP | 50268 | Hewittville Hydroelectric | IPP Non-CHP | NY | HY1 |  | 3 | 2.2 | 2.2 | Conventional Hydroelectric | WAT | HY | 9 | 1984 |  |  | (OP) Operating | [6 empty] | St Lawrence | 44.7052 | -75.0079 | Map | Map | NYIS
5914 | Erie Boulevard Hydropower LP | 50269 | Unionville Hydro Project 2499 NY | IPP Non-CHP | NY | HY1 |  | 3 | 2.2 | 2.2 | Conventional Hydroelectric | WAT | HY | 7 | 1984 |  |  | (OP) Operating | [6 empty] | St Lawrence | 44.7145 | -74.9966 | Map | Map | NYIS
4735 | Dahowa Hydro | 50280 | Dahowa Hydro | IPP Non-CHP | NY | GEN1 |  | 10.5 | 1.5 | 4.4 | Conventional Hydroelectric | WAT | HY | 12 | 1987 |  |  | (OP) Operating | [6 empty] | Washington | 43.1033 | -73.5369 | Map | Map | NYIS
24457 | Calpine Eastern Corp | 50292 | Bethpage Power Plant | IPP Non-CHP | NY | GEN1 | G602 | 33.7 | 22.2 | 23.8 | Natural Gas Fired Combined Cycle | NG | CT | 8 | 1989 |  |  | (OP) Operating | [6 empty] | Nassau | 40.7469 | -73.4994 | Map | Map | NYIS
24457 | Calpine Eastern Corp | 50292 | Bethpage Power Plant | IPP Non-CHP | NY | GEN2 | G602 | 33.7 | 22.2 | 23.8 | Natural Gas Fired Combined Cycle | NG | CT | 8 | 1989 |  |  | (OP) Operating | [6 empty] | Nassau | 40.7469 | -73.4994 | Map | Map | NYIS
24457 | Calpine Eastern Corp | 50292 | Bethpage Power Plant | IPP Non-CHP | NY | GEN3 | G602 | 16.2 | 10.6 | 11.4 | Natural Gas Fired Combined Cycle | NG | CA | 8 | 1989 |  |  | (OP) Operating | [6 empty] | Nassau | 40.7469 | -73.4994 | Map | Map | NYIS
24457 | Calpine Eastern Corp | 50292 | Bethpage Power Plant | IPP Non-CHP | NY | GEN5 |  | 60 | 47 | 49.6 | Natural Gas Fired Combustion Turbine | NG | GT | 7 | 2002 |  |  | (OP) Operating | [6 empty] | Nassau | 40.7469 | -73.4994 | Map | Map | NYIS
24457 | Calpine Eastern Corp | 50292 | Bethpage Power Plant | IPP Non-CHP | NY | GEN6 | G603 | 60 | 49 | 50 | Natural Gas Fired Combined Cycle | NG | CT | 7 | 2005 |  |  | (OP) Operating | [6 empty] | Nassau | 40.7469 | -73.4994 | Map | Map | NYIS
24457 | Calpine Eastern Corp | 50292 | Bethpage Power Plant | IPP Non-CHP | NY | GEN7 | G603 | 36 | 33 | 34 | Natural Gas Fired Combined Cycle | NG | CA | 7 | 2005 |  |  | (OP) Operating | [6 empty] | Nassau | 40.7469 | -73.4994 | Map | Map | NYIS
24979 | Ampersand Chasm Hydro LLC | 50315 | Chasm Hydro Partnership | IPP Non-CHP | NY | 1100 |  | 1 | 0.5 | 0.8 | Conventional Hydroelectric | WAT | HY | 3 | 1982 |  |  | (OP) Operating | [6 empty] | Franklin | 44.9318 | -74.1125 | Map | Map | NYIS
24979 | Ampersand Chasm Hydro LLC | 50315 | Chasm Hydro Partnership | IPP Non-CHP | NY | 2600 |  | 0.6 | 0.5 | 0.6 | Conventional Hydroelectric | WAT | HY | 10 | 1984 |  |  | (OP) Operating | [6 empty] | Franklin | 44.9318 | -74.1125 | Map | Map | NYIS
57280 | Eagle Creek RE LLC | 50354 | Newport Hydro | IPP Non-CHP | NY | 1 |  | 0.8 | 0.8 | 0.8 | Conventional Hydroelectric | WAT | HY | 12 | 1987 |  |  | (OP) Operating | [6 empty] | Herkimer | 43.1853 | -75.0169 | Map | Map | NYIS
57280 | Eagle Creek RE LLC | 50354 | Newport Hydro | IPP Non-CHP | NY | 2 |  | 0.8 | 0.8 | 0.8 | Conventional Hydroelectric | WAT | HY | 12 | 1987 |  |  | (OP) Operating | [6 empty] | Herkimer | 43.1853 | -75.0169 | Map | Map | NYIS
57280 | Eagle Creek RE LLC | 50354 | Newport Hydro | IPP Non-CHP | NY | 3 |  | 0.1 | 0.1 | 0.1 | Conventional Hydroelectric | WAT | HY | 12 | 1987 |  |  | (OP) Operating | [6 empty] | Herkimer | 43.1853 | -75.0169 | Map | Map | NYIS
21508 | Cornell University | 50368 | Cornell University Central Heat | Commercial CHP | NY | CT1 | CT1 | 15 | 12.3 | 14.5 | Natural Gas Fired Combined Cycle | NG | CT | 12 | 2009 |  |  | (OP) Operating | [6 empty] | Tompkins | 42.4428 | -76.4764 | Map | Map | NYIS
21508 | Cornell University | 50368 | Cornell University Central Heat | Commercial CHP | NY | CT2 | CT2 | 15 | 12.3 | 14.5 | Natural Gas Fired Combined Cycle | NG | CT | 12 | 2009 |  |  | (OP) Operating | [6 empty] | Tompkins | 42.4428 | -76.4764 | Map | Map | NYIS
21508 | Cornell University | 50368 | Cornell University Central Heat | Commercial CHP | NY | TG1 | CT1 | 1.8 | 1 | 1.8 | Natural Gas Fired Combined Cycle | NG | CA | 7 | 1988 |  |  | (OP) Operating | [6 empty] | Tompkins | 42.4428 | -76.4764 | Map | Map | NYIS
21508 | Cornell University | 50368 | Cornell University Central Heat | Commercial CHP | NY | TG2 | CT2 | 5.7 | 5.3 | 5.7 | Natural Gas Fired Combined Cycle | NG | CA | 10 | 1988 |  |  | (OP) Operating | [6 empty] | Tompkins | 42.4428 | -76.4764 | Map | Map | NYIS
18436 | Ampersand Tannery Island Hydro, LLC | 50416 | Tannery Island Power | IPP Non-CHP | NY | GEN1 |  | 0.3 | 0.2 | 0.2 | Conventional Hydroelectric | WAT | HY | 6 | 1986 |  |  | (OP) Operating | [6 empty] | Jefferson | 43.98 | -75.6131 | Map | Map | NYIS
18436 | Ampersand Tannery Island Hydro, LLC | 50416 | Tannery Island Power | IPP Non-CHP | NY | GEN2 |  | 0.3 | 0.2 | 0.2 | Conventional Hydroelectric | WAT | HY | 6 | 1986 |  |  | (OP) Operating | [6 empty] | Jefferson | 43.98 | -75.6131 | Map | Map | NYIS
18436 | Ampersand Tannery Island Hydro, LLC | 50416 | Tannery Island Power | IPP Non-CHP | NY | GEN3 |  | 0.3 | 0.2 | 0.2 | Conventional Hydroelectric | WAT | HY | 6 | 1986 |  |  | (OP) Operating | [6 empty] | Jefferson | 43.98 | -75.6131 | Map | Map | NYIS
18436 | Ampersand Tannery Island Hydro, LLC | 50416 | Tannery Island Power | IPP Non-CHP | NY | GEN4 |  | 0.3 | 0.2 | 0.2 | Conventional Hydroelectric | WAT | HY | 6 | 1986 |  |  | (OP) Operating | [6 empty] | Jefferson | 43.98 | -75.6131 | Map | Map | NYIS
18436 | Ampersand Tannery Island Hydro, LLC | 50416 | Tannery Island Power | IPP Non-CHP | NY | GEN5 |  | 0.3 | 0.2 | 0.2 | Conventional Hydroelectric | WAT | HY | 6 | 1986 |  |  | (OP) Operating | [6 empty] | Jefferson | 43.98 | -75.6131 | Map | Map | NYIS
13487 | New York Zoological Society | 50427 | Bronx Zoo | Commercial CHP | NY | GEN3 |  | 1.1 | 1.1 | 1.1 | Natural Gas Internal Combustion Engine | NG | IC | 1 | 1991 |  |  | (OP) Operating | [6 empty] | Bronx | 40.8441 | -73.8769 | Map | Map | NYIS
13487 | New York Zoological Society | 50427 | Bronx Zoo | Commercial CHP | NY | GEN4 |  | 1.5 | 1.5 | 1.5 | Natural Gas Internal Combustion Engine | NG | IC | 4 | 1995 |  |  | (OP) Operating | [6 empty] | Bronx | 40.8441 | -73.8769 | Map | Map | NYIS
9245 | Indeck-Energy Serv Silver Spg | 50449 | Indeck Silver Springs Energy Center | IPP CHP | NY | GEN1 | G722 | 39.4 | 49.1 | 62.5 | Natural Gas Fired Combined Cycle | NG | CT | 5 | 1991 |  |  | (OP) Operating | [6 empty] | Wyoming | 42.6544 | -78.0772 | Map | Map | NYIS
9245 | Indeck-Energy Serv Silver Spg | 50449 | Indeck Silver Springs Energy Center | IPP CHP | NY | GEN2 | G722 | 17.2 |  |  | Natural Gas Fired Combined Cycle | NG | CA | 5 | 1991 |  |  | (OP) Operating | [6 empty] | Wyoming | 42.6544 | -78.0772 | Map | Map | NYIS
9244 | Indeck-Oswego Ltd Partnership | 50450 | Indeck Oswego Energy Center | IPP CHP | NY | GEN1 | CC1 | 41.2 | 48.9 | 61.4 | Natural Gas Fired Combined Cycle | NG | CT | 6 | 1990 |  |  | (OP) Operating | [6 empty] | Oswego | 43.4717 | -76.4935 | Map | Map | NYIS
9244 | Indeck-Oswego Ltd Partnership | 50450 | Indeck Oswego Energy Center | IPP CHP | NY | GEN2 | CC1 | 16.2 |  |  | Natural Gas Fired Combined Cycle | NG | CA | 6 | 1990 |  |  | (OP) Operating | [6 empty] | Oswego | 43.4717 | -76.4935 | Map | Map | NYIS
9243 | Indeck-Yerkes Ltd Partnership | 50451 | Indeck Yerkes Energy Center | IPP CHP | NY | GEN1 | CC1 | 40.6 | 47.7 | 56.7 | Natural Gas Fired Combined Cycle | NG | CT | 12 | 1989 |  |  | (OP) Operating | [6 empty] | Erie | 42.9671 | -78.9182 | Map | Map | NYIS
9243 | Indeck-Yerkes Ltd Partnership | 50451 | Indeck Yerkes Energy Center | IPP CHP | NY | GEN2 | CC1 | 19.3 |  |  | Natural Gas Fired Combined Cycle | NG | CA | 12 | 1989 |  |  | (OP) Operating | [6 empty] | Erie | 42.9671 | -78.9182 | Map | Map | NYIS
9263 | Indeck-Corinth Ltd Partnership | 50458 | Indeck Corinth Energy Center | IPP CHP | NY | GEN1 | G723 | 92 | 74.4 | 92.2 | Natural Gas Fired Combined Cycle | NG | CT | 2 | 1995 |  |  | (OP) Operating | [6 empty] | Saratoga | 43.25 | -73.8125 | Map | Map | NYIS
9263 | Indeck-Corinth Ltd Partnership | 50458 | Indeck Corinth Energy Center | IPP CHP | NY | GEN2 | G723 | 55 | 56 | 46.5 | Natural Gas Fired Combined Cycle | NG | CA | 3 | 1995 |  |  | (OP) Operating | [6 empty] | Saratoga | 43.25 | -73.8125 | Map | Map | NYIS
470 | Covanta Energy of Niagara LP | 50472 | Covanta Niagara I, LLC | IPP CHP | NY | GEN1 |  | 25 | 18 | 18 | Municipal Solid Waste | MSW | ST | 8 | 1980 |  |  | (OP) Operating | [6 empty] | Niagara | 43.0839 | -79.0056 | Map | Map | NYIS
470 | Covanta Energy of Niagara LP | 50472 | Covanta Niagara I, LLC | IPP CHP | NY | GEN2 |  | 25 | 18 | 18 | Municipal Solid Waste | MSW | ST | 8 | 1980 |  |  | (OP) Operating | [6 empty] | Niagara | 43.0839 | -79.0056 | Map | Map | NYIS
60779 | Black River Hydroelectric, LLC | 50512 | Glen Park Hydroelectric Project | IPP Non-CHP | NY | GEN2 |  | 14.5 | 14.5 | 14.5 | Conventional Hydroelectric | WAT | HY | 10 | 1999 |  |  | (OP) Operating | [6 empty] | Jefferson | 44.0006 | -75.9612 | Map | Map | NYIS
60779 | Black River Hydroelectric, LLC | 50512 | Glen Park Hydroelectric Project | IPP Non-CHP | NY | GEN3 |  | 3.6 | 3.6 | 3.6 | Conventional Hydroelectric | WAT | HY | 10 | 1999 |  |  | (OP) Operating | [6 empty] | Jefferson | 44.0006 | -75.9612 | Map | Map | NYIS
18121 | Stillwater Associates | 50513 | Stillwater Reservoir Hydro | IPP Non-CHP | NY | GEN1 |  | 1.8 | 2.5 | 2.5 | Conventional Hydroelectric | WAT | HY | 1 | 1987 |  |  | (OP) Operating | [6 empty] | Herkimer | 43.8974 | -75.04 | Map | Map | NYIS
6495 | Fort Miller Associates | 50514 | Fort Miller Hydroelectric Facility | IPP Non-CHP | NY | GEN1 |  | 2.5 | 2.5 | 2.5 | Conventional Hydroelectric | WAT | HY | 12 | 1984 |  |  | (OP) Operating | [6 empty] | Saratoga | 43.1609 | -73.5841 | Map | Map | NYIS
6495 | Fort Miller Associates | 50514 | Fort Miller Hydroelectric Facility | IPP Non-CHP | NY | GEN2 |  | 2.5 | 2.5 | 2.5 | Conventional Hydroelectric | WAT | HY | 12 | 1984 |  |  | (OP) Operating | [6 empty] | Saratoga | 43.1609 | -73.5841 | Map | Map | NYIS
54842 | WM Renewable Energy LLC | 50565 | Monroe Livingston Gas Recovery | IPP Non-CHP | NY | GEN1 |  | 0.8 | 0.8 | 0.8 | Landfill Gas | LFG | IC | 12 | 1988 |  |  | (OP) Operating | [6 empty] | Monroe | 42.9903 | -77.8011 | Map | Map | NYIS
54842 | WM Renewable Energy LLC | 50565 | Monroe Livingston Gas Recovery | IPP Non-CHP | NY | GEN2 |  | 0.8 | 0.8 | 0.8 | Landfill Gas | LFG | IC | 12 | 1988 |  |  | (OP) Operating | [6 empty] | Monroe | 42.9903 | -77.8011 | Map | Map | NYIS
54842 | WM Renewable Energy LLC | 50568 | High Acres Gas Recovery | IPP Non-CHP | NY | GEN1 |  | 0.8 | 0.8 | 0.8 | Landfill Gas | LFG | IC | 5 | 1991 |  |  | (OP) Operating | [6 empty] | Monroe | 43.0817 | -77.3817 | Map | Map | NYIS
54842 | WM Renewable Energy LLC | 50568 | High Acres Gas Recovery | IPP Non-CHP | NY | GEN2 |  | 0.8 | 0.8 | 0.8 | Landfill Gas | LFG | IC | 5 | 1991 |  |  | (OP) Operating | [6 empty] | Monroe | 43.0817 | -77.3817 | Map | Map | NYIS
54842 | WM Renewable Energy LLC | 50568 | High Acres Gas Recovery | IPP Non-CHP | NY | GEN3 |  | 0.8 | 0.8 | 0.8 | Landfill Gas | LFG | IC | 5 | 1991 |  |  | (OP) Operating | [6 empty] | Monroe | 43.0817 | -77.3817 | Map | Map | NYIS
54842 | WM Renewable Energy LLC | 50568 | High Acres Gas Recovery | IPP Non-CHP | NY | GEN4 |  | 0.8 | 0.8 | 0.8 | Landfill Gas | LFG | IC | 5 | 1991 |  |  | (OP) Operating | [6 empty] | Monroe | 43.0817 | -77.3817 | Map | Map | NYIS
54842 | WM Renewable Energy LLC | 50568 | High Acres Gas Recovery | IPP Non-CHP | NY | GEN5 |  | 1.6 | 1.6 | 1.6 | Landfill Gas | LFG | IC | 3 | 2008 |  |  | (OP) Operating | [6 empty] | Monroe | 43.0817 | -77.3817 | Map | Map | NYIS
54842 | WM Renewable Energy LLC | 50568 | High Acres Gas Recovery | IPP Non-CHP | NY | GEN6 |  | 1.6 | 1.6 | 1.6 | Landfill Gas | LFG | IC | 3 | 2008 |  |  | (OP) Operating | [6 empty] | Monroe | 43.0817 | -77.3817 | Map | Map | NYIS
54842 | WM Renewable Energy LLC | 50568 | High Acres Gas Recovery | IPP Non-CHP | NY | GEN7 |  | 1.6 | 1.6 | 1.6 | Landfill Gas | LFG | IC | 3 | 2008 |  |  | (OP) Operating | [6 empty] | Monroe | 43.0817 | -77.3817 | Map | Map | NYIS
54842 | WM Renewable Energy LLC | 50568 | High Acres Gas Recovery | IPP Non-CHP | NY | GEN8 |  | 1.6 | 1.6 | 1.6 | Landfill Gas | LFG | IC | 3 | 2008 |  |  | (OP) Operating | [6 empty] | Monroe | 43.0817 | -77.3817 | Map | Map | NYIS
4484 | Covanta Babylon Inc | 50649 | Covanta Babylon Inc | Commercial Non-CHP | NY | GEN1 |  | 17 | 14.4 | 14.4 | Municipal Solid Waste | MSW | ST | 1 | 1989 |  |  | (OP) Operating | [6 empty] | Suffolk | 40.7348 | -73.3868 | Map | Map | NYIS
2598 | Burrows Paper Corp | 50652 | Lyonsdale Associates | IPP Non-CHP | NY | GEN1 |  | 1.5 | 1.5 | 1.5 | Conventional Hydroelectric | WAT | HY | 7 | 1984 |  |  | (OP) Operating | [6 empty] | Lewis | 43.6189 | -75.3055 | Map | Map | NYIS
2598 | Burrows Paper Corp | 50652 | Lyonsdale Associates | IPP Non-CHP | NY | GEN2 |  | 1.5 | 1.5 | 1.5 | Conventional Hydroelectric | WAT | HY | 7 | 1984 |  |  | (OP) Operating | [6 empty] | Lewis | 43.6189 | -75.3055 | Map | Map | NYIS
9097 | Huntington Resource Recovery | 50656 | Huntington Resource Recovery Facility | IPP Non-CHP | NY | GEN1 |  | 28 | 24.5 | 24.5 | Municipal Solid Waste | MSW | ST | 12 | 1991 |  |  | (OP) Operating | [6 empty] | Suffolk | 40.8814 | -73.2906 | Map | Map | NYIS
4487 | Covanta Onondega LP | 50662 | Onondaga County Resource Recovery | Commercial Non-CHP | NY | GEN1 |  | 39.5 | 30 | 30 | Municipal Solid Waste | MSW | ST | 11 | 1994 |  |  | (OP) Operating | [6 empty] | Onondaga | 43.0047 | -76.1149 | Map | Map | NYIS
18020 | Starrett City Inc | 50743 | Starrett City Cogen Facility | Commercial CHP | NY | GEN1 |  | 6 | 5.5 | 6 | Natural Gas Steam Turbine | NG | ST | 10 | 1974 |  |  | (OP) Operating | [6 empty] | Kings | 40.6492 | -73.8792 | Map | Map | NYIS
18020 | Starrett City Inc | 50743 | Starrett City Cogen Facility | Commercial CHP | NY | GEN2 |  | 6 | 5.5 | 6 | Natural Gas Steam Turbine | NG | ST | 10 | 1974 |  |  | (OP) Operating | [6 empty] | Kings | 40.6492 | -73.8792 | Map | Map | NYIS
14182 | Sterling Power Partners LP | 50744 | Sterling Power Plant | IPP Non-CHP | NY | GEN1 | CC1 | 47.7 | 38.8 | 47.6 | Natural Gas Fired Combined Cycle | NG | CT | 6 | 1991 |  |  | (OP) Operating | [6 empty] | Oneida | 43.0803 | -75.601 | Map | Map | NYIS
14182 | Sterling Power Partners LP | 50744 | Sterling Power Plant | IPP Non-CHP | NY | GEN2 | CC1 | 16.5 | 16 | 16.5 | Natural Gas Fired Combined Cycle | NG | CA | 7 | 1991 |  |  | (OP) Operating | [6 empty] | Oneida | 43.0803 | -75.601 | Map | Map | NYIS
14182 | Sterling Power Partners LP | 50744 | Sterling Power Plant | IPP Non-CHP | NY | GEN3 |  | 1.1 | 1.1 | 1.1 | Petroleum Liquids | DFO | IC | 6 | 1991 |  |  | (OP) Operating | [6 empty] | Oneida | 43.0803 | -75.601 | Map | Map | NYIS
57144 | Northbrook Carthage LLC | 50759 | West End Dam Hydroelectric Project | IPP Non-CHP | NY | GEN1 |  | 2.2 | 2.1 | 2 | Conventional Hydroelectric | WAT | HY | 10 | 1985 |  |  | (OP) Operating | [6 empty] | Jefferson | 43.9829 | -75.6206 | Map | Map | NYIS
57144 | Northbrook Carthage LLC | 50759 | West End Dam Hydroelectric Project | IPP Non-CHP | NY | GEN2 |  | 2.2 | 2.1 | 2 | Conventional Hydroelectric | WAT | HY | 10 | 1985 |  |  | (OP) Operating | [6 empty] | Jefferson | 43.9829 | -75.6206 | Map | Map | NYIS
57184 | Ampersand Mount Ida Hydro LLC | 50768 | Forestport | IPP Non-CHP | NY | 1 |  | 3.4 | 3.4 | 3.4 | Conventional Hydroelectric | WAT | HY | 12 | 1987 |  |  | (OP) Operating | [6 empty] | Oneida | 43.4425 | -75.216 | Map | Map | NYIS
20541 | Wheelabrator Environmental Systems | 50882 | Wheelabrator Westchester | IPP Non-CHP | NY | GEN1 |  | 59.7 | 51 | 53 | Municipal Solid Waste | MSW | ST | 10 | 1984 |  |  | (OP) Operating | [6 empty] | Westchester | 41.2771 | -73.9423 | Map | Map | NYIS
14222 | Oswego County | 50907 | Oswego County Energy Recovery | Commercial CHP | NY | UNT1 |  | 1.8 | 1.7 | 1.7 | Municipal Solid Waste | MSW | ST | 2 | 1986 |  |  | (OP) Operating | [6 empty] | Oswego | 43.3488 | -76.4252 | Map | Map | NYIS
14222 | Oswego County | 50907 | Oswego County Energy Recovery | Commercial CHP | NY | UNT2 |  | 1.8 | 1.7 | 1.7 | Municipal Solid Waste | MSW | ST | 2 | 1986 |  |  | (OP) Operating | [6 empty] | Oswego | 43.3488 | -76.4252 | Map | Map | NYIS
24202 | Carr Street Generating Sta LP | 50978 | Carr Street Generating Station | IPP Non-CHP | NY | GEN1 | CC1 | 48.8 | 33 | 40.8 | Natural Gas Fired Combined Cycle | NG | CT | 7 | 1993 |  |  | (OP) Operating | [6 empty] | Onondaga | 43.0613 | -76.0824 | Map | Map | NYIS
24202 | Carr Street Generating Sta LP | 50978 | Carr Street Generating Station | IPP Non-CHP | NY | GEN2 | CC1 | 48.8 | 33 | 40.8 | Natural Gas Fired Combined Cycle | NG | CT | 7 | 1993 |  |  | (OP) Operating | [6 empty] | Onondaga | 43.0613 | -76.0824 | Map | Map | NYIS
24202 | Carr Street Generating Sta LP | 50978 | Carr Street Generating Station | IPP Non-CHP | NY | GEN3 | CC1 | 25 | 22.2 | 24.6 | Natural Gas Fired Combined Cycle | NG | CA | 7 | 1993 |  |  | (OP) Operating | [6 empty] | Onondaga | 43.0613 | -76.0824 | Map | Map | NYIS
5914 | Erie Boulevard Hydropower LP | 51033 | West Delaware Tunnel Plant | IPP Non-CHP | NY | GEN1 |  | 7.5 | 7 | 7.6 | Conventional Hydroelectric | WAT | HY | 12 | 1988 |  |  | (OP) Operating | [6 empty] | Sullivan | 41.8596 | -74.5103 | Map | Map | NYIS
10714 | Little Falls Hydroelec Assoc | 51034 | Little Falls Hydro | IPP Non-CHP | NY | GEN1 |  | 6.5 | 6.5 | 6.5 | Conventional Hydroelectric | WAT | HY | 1 | 1987 |  |  | (OP) Operating | [6 empty] | Herkimer | 43.0403 | -74.8506 | Map | Map | NYIS
10714 | Little Falls Hydroelec Assoc | 51034 | Little Falls Hydro | IPP Non-CHP | NY | GEN2 |  | 6.5 | 6.5 | 6.5 | Conventional Hydroelectric | WAT | HY | 1 | 1987 |  |  | (OP) Operating | [6 empty] | Herkimer | 43.0403 | -74.8506 | Map | Map | NYIS
56601 | Covanta MacArthur Renewable Energy | 51038 | MacArthur Waste to Energy Facility | Commercial Non-CHP | NY | GEN1 |  | 12.5 | 11 | 11 | Municipal Solid Waste | MSW | ST | 3 | 1990 |  |  | (OP) Operating | [6 empty] | Suffolk | 40.7869 | -73.1064 | Map | Map | NYIS
19153 | Nassau Energy Corp | 52056 | Nassau Energy Corp | IPP CHP | NY | GT1 | CC1 | 43 | 43 | 45 | Natural Gas Fired Combined Cycle | NG | CT | 3 | 1991 |  |  | (OP) Operating | [6 empty] | Nassau | 40.7264 | -73.5892 | Map | Map | NYIS
19153 | Nassau Energy Corp | 52056 | Nassau Energy Corp | IPP CHP | NY | ST1 | CC1 | 12 | 12 | 12 | Natural Gas Fired Combined Cycle | NG | CA | 3 | 1991 |  |  | (OP) Operating | [6 empty] | Nassau | 40.7264 | -73.5892 | Map | Map | NYIS
57184 | Ampersand Mount Ida Hydro LLC | 52058 | Ogdensburg | IPP Non-CHP | NY | 01 |  | 0.7 | 0.2 | 0.2 | Conventional Hydroelectric | WAT | HY | 12 | 1987 |  |  | (OP) Operating | [6 empty] | St Lawrence | 44.7041 | -75.487 | Map | Map | NYIS
57184 | Ampersand Mount Ida Hydro LLC | 52058 | Ogdensburg | IPP Non-CHP | NY | 02 |  | 0.7 | 0.2 | 0.1 | Conventional Hydroelectric | WAT | HY | 12 | 1987 |  |  | (OP) Operating | [6 empty] | St Lawrence | 44.7041 | -75.487 | Map | Map | NYIS
57184 | Ampersand Mount Ida Hydro LLC | 52058 | Ogdensburg | IPP Non-CHP | NY | 03 |  | 0.7 | 0.2 | 0.1 | Conventional Hydroelectric | WAT | HY | 12 | 1987 |  |  | (OP) Operating | [6 empty] | St Lawrence | 44.7041 | -75.487 | Map | Map | NYIS
57184 | Ampersand Mount Ida Hydro LLC | 52058 | Ogdensburg | IPP Non-CHP | NY | 04 |  | 0.7 | 0.2 | 0.1 | Conventional Hydroelectric | WAT | HY | 12 | 1987 |  |  | (OP) Operating | [6 empty] | St Lawrence | 44.7041 | -75.487 | Map | Map | NYIS
57184 | Ampersand Mount Ida Hydro LLC | 52058 | Ogdensburg | IPP Non-CHP | NY | 05 |  | 0.7 | 0.2 | 0.1 | Conventional Hydroelectric | WAT | HY | 12 | 1987 |  |  | (OP) Operating | [6 empty] | St Lawrence | 44.7041 | -75.487 | Map | Map | NYIS
24210 | Riverbay Corp | 52168 | Riverbay | Commercial CHP | NY | GEN2 |  | 16 | 13.8 | 15 | Natural Gas Steam Turbine | NG | ST | 3 | 2011 |  |  | (OP) Operating | [6 empty] | Bronx | 40.87 | -73.8244 | Map | Map | NYIS
24210 | Riverbay Corp | 52168 | Riverbay | Commercial CHP | NY | GEN3 |  | 12.9 | 11.5 | 12.6 | Natural Gas Fired Combustion Turbine | NG | GT | 3 | 2011 |  |  | (OP) Operating | [6 empty] | Bronx | 40.87 | -73.8244 | Map | Map | NYIS
24210 | Riverbay Corp | 52168 | Riverbay | Commercial CHP | NY | GEN4 |  | 12.9 | 11.5 | 12.6 | Natural Gas Fired Combustion Turbine | NG | GT | 3 | 2011 |  |  | (OP) Operating | [6 empty] | Bronx | 40.87 | -73.8244 | Map | Map | NYIS
24210 | Riverbay Corp | 52168 | Riverbay | Commercial CHP | NY | U0007 |  | 1.7 | 1.5 | 1.5 | Petroleum Liquids | DFO | IC | 6 | 2011 |  |  | (OP) Operating | [6 empty] | Bronx | 40.87 | -73.8244 | Map | Map | NYIS
6838 | Rensselaer Generating LLC | 54034 | Rensselaer Cogen | IPP Non-CHP | NY | GEN1 | G701 | 49.2 | 47 | 55.8 | Natural Gas Fired Combined Cycle | NG | CT | 4 | 1994 |  |  | (OP) Operating | [6 empty] | Rensselaer | 42.6253 | -73.75 | Map | Map | NYIS
6838 | Rensselaer Generating LLC | 54034 | Rensselaer Cogen | IPP Non-CHP | NY | GEN2 | G701 | 39 | 33.4 | 30 | Natural Gas Fired Combined Cycle | NG | CA | 4 | 1994 |  |  | (OP) Operating | [6 empty] | Rensselaer | 42.6253 | -73.75 | Map | Map | NYIS
11127 | Lockport Energy Associates LP | 54041 | Lockport Energy Associates LP | IPP CHP | NY | GEN1 | LEA1 | 48.7 | 42.3 | 51.3 | Natural Gas Fired Combined Cycle | NG | CT | 7 | 1992 |  |  | (OP) Operating | [6 empty] | Niagara | 43.1619 | -78.745 | Map | Map | NYIS
11127 | Lockport Energy Associates LP | 54041 | Lockport Energy Associates LP | IPP CHP | NY | GEN2 | LEA1 | 48.7 | 42.3 | 51.3 | Natural Gas Fired Combined Cycle | NG | CT | 7 | 1992 |  |  | (OP) Operating | [6 empty] | Niagara | 43.1619 | -78.745 | Map | Map | NYIS
11127 | Lockport Energy Associates LP | 54041 | Lockport Energy Associates LP | IPP CHP | NY | GEN3 | LEA1 | 48.7 | 42.3 | 51.3 | Natural Gas Fired Combined Cycle | NG | CT | 7 | 1992 |  |  | (OP) Operating | [6 empty] | Niagara | 43.1619 | -78.745 | Map | Map | NYIS
11127 | Lockport Energy Associates LP | 54041 | Lockport Energy Associates LP | IPP CHP | NY | GEN4 | LEA1 | 75.2 | 75.2 | 75.2 | Natural Gas Fired Combined Cycle | NG | CA | 9 | 1992 |  |  | (OP) Operating | [6 empty] | Niagara | 43.1619 | -78.745 | Map | Map | NYIS
9261 | Indeck-Olean Ltd Partnership | 54076 | Indeck Olean Energy Center | IPP CHP | NY | GEN1 | G721 | 46 | 34.2 | 43.2 | Natural Gas Fired Combined Cycle | NG | CT | 1 | 1994 |  |  | (OP) Operating | [6 empty] | Cattaraugus | 42.0859 | -78.4543 | Map | Map | NYIS
9261 | Indeck-Olean Ltd Partnership | 54076 | Indeck Olean Energy Center | IPP CHP | NY | GEN2 | G721 | 44.6 | 44.6 | 44.6 | Natural Gas Fired Combined Cycle | NG | CA | 1 | 1994 |  |  | (OP) Operating | [6 empty] | Cattaraugus | 42.0859 | -78.4543 | Map | Map | NYIS
9350 | IPC-Ticonderoga | 54099 | Ticonderoga Mill | Industrial CHP | NY | GEN1 |  | 42.1 | 41 | 39 | Wood/Wood Waste Biomass | BLQ | ST | 1 | 1970 |  |  | (OP) Operating | [6 empty] | Essex | 43.8914 | -73.397 | Map | Map | NYIS
10349 | KIAC Partners | 54114 | Kennedy International Airport Cogen | IPP CHP | NY | GEN1 | CC1 | 47.1 | 49.9 | 51 | Natural Gas Fired Combined Cycle | NG | CT | 12 | 1994 |  |  | (OP) Operating | [6 empty] | Queens | 40.6417 | -73.7778 | Map | Map | NYIS
10349 | KIAC Partners | 54114 | Kennedy International Airport Cogen | IPP CHP | NY | GEN2 | CC1 | 47.1 | 49.7 | 47.3 | Natural Gas Fired Combined Cycle | NG | CT | 12 | 1994 |  |  | (OP) Operating | [6 empty] | Queens | 40.6417 | -73.7778 | Map | Map | NYIS
10349 | KIAC Partners | 54114 | Kennedy International Airport Cogen | IPP CHP | NY | GEN3 | CC1 | 27 | 25.9 | 25.9 | Natural Gas Fired Combined Cycle | NG | CA | 1 | 1995 |  |  | (OP) Operating | [6 empty] | Queens | 40.6417 | -73.7778 | Map | Map | NYIS
50136 | North American Energy Services | 54131 | Fortistar North Tonawanda | IPP CHP | NY | GEN1 | CC1 | 38.3 | 39.1 | 48.5 | Natural Gas Fired Combined Cycle | NG | CT | 7 | 1993 |  |  | (OP) Operating | [6 empty] | Niagara | 43.0483 | -78.8539 | Map | Map | NYIS
50136 | North American Energy Services | 54131 | Fortistar North Tonawanda | IPP CHP | NY | GEN2 | CC1 | 17 | 20 | 20 | Natural Gas Fired Combined Cycle | NG | CA | 7 | 1993 |  |  | (OP) Operating | [6 empty] | Niagara | 43.0483 | -78.8539 | Map | Map | NYIS
13587 | Nissequoque Cogen Partners | 54149 | Stony Brook Cogen Plant | IPP CHP | NY | GEN1 |  | 47 | 44.5 | 47.1 | Natural Gas Fired Combustion Turbine | NG | GT | 4 | 1995 |  |  | (OP) Operating | [6 empty] | Suffolk | 40.9168 | -73.1291 | Map | Map | NYIS
59834 | GR Catalyst One, LLC | 54395 | Stillwater Hydro Electric Project | IPP Non-CHP | NY | 1 |  | 1.7 | 1.7 | 1.7 | Conventional Hydroelectric | WAT | HY | 4 | 1993 |  |  | (OP) Operating | [6 empty] | Saratoga | 42.9375 | -73.6544 | Map | Map | NYIS
59834 | GR Catalyst One, LLC | 54395 | Stillwater Hydro Electric Project | IPP Non-CHP | NY | 2 |  | 1.7 | 1.7 | 1.7 | Conventional Hydroelectric | WAT | HY | 4 | 1993 |  |  | (OP) Operating | [6 empty] | Saratoga | 42.9375 | -73.6544 | Map | Map | NYIS
17254 | Sithe/Independence LLC | 54547 | Sithe Independence Station | IPP CHP | NY | 1 | BLK1 | 169.2 | 155.3 | 196.8 | Natural Gas Fired Combined Cycle | NG | CT | 10 | 1994 |  |  | (OP) Operating | [6 empty] | Oswego | 43.495 | -76.4511 | Map | Map | NYIS
17254 | Sithe/Independence LLC | 54547 | Sithe Independence Station | IPP CHP | NY | 2 | BLK1 | 169.2 | 155.3 | 196.8 | Natural Gas Fired Combined Cycle | NG | CT | 9 | 1994 |  |  | (OP) Operating | [6 empty] | Oswego | 43.495 | -76.4511 | Map | Map | NYIS
17254 | Sithe/Independence LLC | 54547 | Sithe Independence Station | IPP CHP | NY | 3 | BLK2 | 169.2 | 155.3 | 196.8 | Natural Gas Fired Combined Cycle | NG | CT | 8 | 1994 |  |  | (OP) Operating | [6 empty] | Oswego | 43.495 | -76.4511 | Map | Map | NYIS
17254 | Sithe/Independence LLC | 54547 | Sithe Independence Station | IPP CHP | NY | 4 | BLK2 | 169.5 | 155.3 | 196.8 | Natural Gas Fired Combined Cycle | NG | CT | 9 | 1994 |  |  | (OP) Operating | [6 empty] | Oswego | 43.495 | -76.4511 | Map | Map | NYIS
17254 | Sithe/Independence LLC | 54547 | Sithe Independence Station | IPP CHP | NY | 5 | BLK1 | 204.5 | 167.5 | 212.3 | Natural Gas Fired Combined Cycle | NG | CA | 10 | 1994 |  |  | (OP) Operating | [6 empty] | Oswego | 43.495 | -76.4511 | Map | Map | NYIS
17254 | Sithe/Independence LLC | 54547 | Sithe Independence Station | IPP CHP | NY | 6 | BLK2 | 204.5 | 167.5 | 212.3 | Natural Gas Fired Combined Cycle | NG | CA | 9 | 1994 |  |  | (OP) Operating | [6 empty] | Oswego | 43.495 | -76.4511 | Map | Map | NYIS
59827 | Ampersand Long Falls Hydro, LLC | 54548 | Longfalls Facility | IPP Non-CHP | NY | 1 |  | 3.3 | 3 | 3 | Conventional Hydroelectric | WAT | HY | 10 | 1991 |  |  | (OP) Operating | [6 empty] | Jefferson | 43.9808 | -75.6247 | Map | Map | NYIS
7092 | General Mills Inc | 54564 | General Mills Inc | Industrial CHP | NY | GEN1 |  | 3.8 | 3.4 | 4 | Natural Gas Fired Combustion Turbine | NG | GT | 12 | 1988 |  |  | (OP) Operating | [6 empty] | Erie | 42.871 | -78.8756 | Map | Map | NYIS
54838 | Windsor Machinery Co Inc | 54573 | Wappinger Falls Hydroelectric | IPP Non-CHP | NY | 1 |  | 1 | 1 | 0.9 | Conventional Hydroelectric | WAT | HY | 12 | 1988 |  |  | (OP) Operating | [6 empty] | Dutchess | 41.5984 | -73.922 | Map | Map | NYIS
16729 | Saranac Power Partners LP | 54574 | Saranac Facility | IPP Non-CHP | NY | GEN1 | CA | 95.2 | 82.8 | 94.5 | Natural Gas Fired Combined Cycle | NG | CT | 6 | 1994 |  |  | (OP) Operating | [6 empty] | Clinton | 44.7132 | -73.4557 | Map | Map | NYIS
16729 | Saranac Power Partners LP | 54574 | Saranac Facility | IPP Non-CHP | NY | GEN2 | CA | 95.2 | 77.6 | 90.4 | Natural Gas Fired Combined Cycle | NG | CT | 6 | 1994 |  |  | (OP) Operating | [6 empty] | Clinton | 44.7132 | -73.4557 | Map | Map | NYIS
16729 | Saranac Power Partners LP | 54574 | Saranac Facility | IPP Non-CHP | NY | GEN3 | CA | 95.2 | 85.6 | 86.3 | Natural Gas Fired Combined Cycle | NG | CA | 6 | 1994 |  |  | (OP) Operating | [6 empty] | Clinton | 44.7132 | -73.4557 | Map | Map | NYIS
24931 | Palmer Hydroelectric | 54580 | Curtis Palmer Hydroelectric | IPP Non-CHP | NY | C1 |  | 2.6 | 2.5 | 2.5 | Conventional Hydroelectric | WAT | HY | 3 | 1986 |  |  | (OP) Operating | [6 empty] | Saratoga | 43.2469 | -73.8281 | Map | Map | NYIS
24931 | Palmer Hydroelectric | 54580 | Curtis Palmer Hydroelectric | IPP Non-CHP | NY | C2 |  | 2.6 | 2.5 | 2.5 | Conventional Hydroelectric | WAT | HY | 1 | 1986 |  |  | (OP) Operating | [6 empty] | Saratoga | 43.2469 | -73.8281 | Map | Map | NYIS
24931 | Palmer Hydroelectric | 54580 | Curtis Palmer Hydroelectric | IPP Non-CHP | NY | C3 |  | 2.6 | 2.4 | 2.4 | Conventional Hydroelectric | WAT | HY | 12 | 1985 |  |  | (OP) Operating | [6 empty] | Saratoga | 43.2469 | -73.8281 | Map | Map | NYIS
24931 | Palmer Hydroelectric | 54580 | Curtis Palmer Hydroelectric | IPP Non-CHP | NY | C4 |  | 1 | 1.1 | 1.1 | Conventional Hydroelectric | WAT | HY | 11 | 1985 |  |  | (OP) Operating | [6 empty] | Saratoga | 43.2469 | -73.8281 | Map | Map | NYIS
24931 | Palmer Hydroelectric | 54580 | Curtis Palmer Hydroelectric | IPP Non-CHP | NY | C5 |  | 1 | 1.1 | 1.1 | Conventional Hydroelectric | WAT | HY | 10 | 1985 |  |  | (OP) Operating | [6 empty] | Saratoga | 43.2469 | -73.8281 | Map | Map | NYIS
24931 | Palmer Hydroelectric | 54580 | Curtis Palmer Hydroelectric | IPP Non-CHP | NY | P1 |  | 24.6 | 25 | 25 | Conventional Hydroelectric | WAT | HY | 11 | 1986 |  |  | (OP) Operating | [6 empty] | Saratoga | 43.2469 | -73.8281 | Map | Map | NYIS
24931 | Palmer Hydroelectric | 54580 | Curtis Palmer Hydroelectric | IPP Non-CHP | NY | P2 |  | 24.6 | 25 | 25 | Conventional Hydroelectric | WAT | HY | 10 | 1986 |  |  | (OP) Operating | [6 empty] | Saratoga | 43.2469 | -73.8281 | Map | Map | NYIS
15253 | Power City Partners LP | 54592 | Massena Energy Facility | IPP Non-CHP | NY | GEN1 | CC1 | 66.5 | 46 | 56 | Natural Gas Fired Combined Cycle | NG | CT | 7 | 1992 |  |  | (OP) Operating | [6 empty] | St Lawrence | 44.9503 | -74.8928 | Map | Map | NYIS
15253 | Power City Partners LP | 54592 | Massena Energy Facility | IPP Non-CHP | NY | GEN2 | CC1 | 35.6 | 35 | 35 | Natural Gas Fired Combined Cycle | NG | CA | 7 | 1992 |  |  | (OP) Operating | [6 empty] | St Lawrence | 44.9503 | -74.8928 | Map | Map | NYIS
16839 | Seneca Power Partners LP | 54593 | Batavia Power Plant | IPP Non-CHP | NY | GEN1 | CC01 | 47.7 | 34.3 | 44.3 | Natural Gas Fired Combined Cycle | NG | CT | 9 | 1992 |  |  | (OP) Operating | [6 empty] | Genesee | 42.9828 | -78.1592 | Map | Map | NYIS
16839 | Seneca Power Partners LP | 54593 | Batavia Power Plant | IPP Non-CHP | NY | GEN2 | CC01 | 18.5 | 14.5 | 14.8 | Natural Gas Fired Combined Cycle | NG | CA | 9 | 1992 |  |  | (OP) Operating | [6 empty] | Genesee | 42.9828 | -78.1592 | Map | Map | NYIS
57280 | Eagle Creek RE LLC | 54691 | Lower Beaver Falls Project | IPP Non-CHP | NY | 2G |  | 0.5 | 0.5 | 0.5 | Conventional Hydroelectric | WAT | HY | 12 | 1979 |  |  | (OP) Operating | [6 empty] | Lewis | 43.8844 | -75.4306 | Map | Map | NYIS
57280 | Eagle Creek RE LLC | 54691 | Lower Beaver Falls Project | IPP Non-CHP | NY | 3G |  | 0.5 | 0.5 | 0.5 | Conventional Hydroelectric | WAT | HY | 12 | 1979 |  |  | (OP) Operating | [6 empty] | Lewis | 43.8844 | -75.4306 | Map | Map | NYIS
55754 | Boralex Hydro Operations Inc | 54772 | South Glens Falls Hydroelectric | IPP Non-CHP | NY | GEN1 |  | 6.9 | 6.9 | 6.9 | Conventional Hydroelectric | WAT | HY | 8 | 1994 |  |  | (OP) Operating | [6 empty] | Saratoga | 43.3044 | -73.6399 | Map | Map | NYIS
55754 | Boralex Hydro Operations Inc | 54772 | South Glens Falls Hydroelectric | IPP Non-CHP | NY | GEN2 |  | 6.9 | 6.9 | 6.9 | Conventional Hydroelectric | WAT | HY | 8 | 1994 |  |  | (OP) Operating | [6 empty] | Saratoga | 43.3044 | -73.6399 | Map | Map | NYIS
17283 | Seneca Energy II | 54782 | Seneca Energy | IPP Non-CHP | NY | GE10 |  | 0.8 | 0.8 | 0.8 | Landfill Gas | LFG | IC | 8 | 1998 |  |  | (OP) Operating | [6 empty] | Seneca | 42.9281 | -76.8408 | Map | Map | NYIS
17283 | Seneca Energy II | 54782 | Seneca Energy | IPP Non-CHP | NY | GE11 |  | 0.8 | 0.8 | 0.8 | Landfill Gas | LFG | IC | 8 | 1998 |  |  | (OP) Operating | [6 empty] | Seneca | 42.9281 | -76.8408 | Map | Map | NYIS
17283 | Seneca Energy II | 54782 | Seneca Energy | IPP Non-CHP | NY | GE12 |  | 0.8 | 0.8 | 0.8 | Landfill Gas | LFG | IC | 8 | 1998 |  |  | (OP) Operating | [6 empty] | Seneca | 42.9281 | -76.8408 | Map | Map | NYIS
17283 | Seneca Energy II | 54782 | Seneca Energy | IPP Non-CHP | NY | GE13 |  | 0.8 | 0.8 | 0.8 | Landfill Gas | LFG | IC | 8 | 1998 |  |  | (OP) Operating | [6 empty] | Seneca | 42.9281 | -76.8408 | Map | Map | NYIS
17283 | Seneca Energy II | 54782 | Seneca Energy | IPP Non-CHP | NY | GE14 |  | 0.8 | 0.8 | 0.8 | Landfill Gas | LFG | IC | 8 | 1998 |  |  | (OP) Operating | [6 empty] | Seneca | 42.9281 | -76.8408 | Map | Map | NYIS
17283 | Seneca Energy II | 54782 | Seneca Energy | IPP Non-CHP | NY | GE15 |  | 1.6 | 1.6 | 1.6 | Landfill Gas | LFG | IC | 1 | 2007 |  |  | (OP) Operating | [6 empty] | Seneca | 42.9281 | -76.8408 | Map | Map | NYIS
17283 | Seneca Energy II | 54782 | Seneca Energy | IPP Non-CHP | NY | GE16 |  | 1.6 | 1.6 | 1.6 | Landfill Gas | LFG | IC | 1 | 2007 |  |  | (OP) Operating | [6 empty] | Seneca | 42.9281 | -76.8408 | Map | Map | NYIS
17283 | Seneca Energy II | 54782 | Seneca Energy | IPP Non-CHP | NY | GE17 |  | 1.6 | 1.6 | 1.6 | Landfill Gas | LFG | IC | 1 | 2007 |  |  | (OP) Operating | [6 empty] | Seneca | 42.9281 | -76.8408 | Map | Map | NYIS
17283 | Seneca Energy II | 54782 | Seneca Energy | IPP Non-CHP | NY | GE18 |  | 1.6 | 1.6 | 1.6 | Landfill Gas | LFG | IC | 1 | 2007 |  |  | (OP) Operating | [6 empty] | Seneca | 42.9281 | -76.8408 | Map | Map | NYIS
17283 | Seneca Energy II | 54782 | Seneca Energy | IPP Non-CHP | NY | GEN1 |  | 0.8 | 0.8 | 0.8 | Landfill Gas | LFG | IC | 3 | 1996 |  |  | (OP) Operating | [6 empty] | Seneca | 42.9281 | -76.8408 | Map | Map | NYIS
17283 | Seneca Energy II | 54782 | Seneca Energy | IPP Non-CHP | NY | GEN2 |  | 0.8 | 0.8 | 0.8 | Landfill Gas | LFG | IC | 3 | 1996 |  |  | (OP) Operating | [6 empty] | Seneca | 42.9281 | -76.8408 | Map | Map | NYIS
17283 | Seneca Energy II | 54782 | Seneca Energy | IPP Non-CHP | NY | GEN3 |  | 0.8 | 0.8 | 0.8 | Landfill Gas | LFG | IC | 3 | 1996 |  |  | (OP) Operating | [6 empty] | Seneca | 42.9281 | -76.8408 | Map | Map | NYIS
17283 | Seneca Energy II | 54782 | Seneca Energy | IPP Non-CHP | NY | GEN4 |  | 0.8 | 0.8 | 0.8 | Landfill Gas | LFG | IC | 8 | 1996 |  |  | (OP) Operating | [6 empty] | Seneca | 42.9281 | -76.8408 | Map | Map | NYIS
17283 | Seneca Energy II | 54782 | Seneca Energy | IPP Non-CHP | NY | GEN5 |  | 0.8 | 0.8 | 0.8 | Landfill Gas | LFG | IC | 8 | 1996 |  |  | (OP) Operating | [6 empty] | Seneca | 42.9281 | -76.8408 | Map | Map | NYIS
17283 | Seneca Energy II | 54782 | Seneca Energy | IPP Non-CHP | NY | GEN6 |  | 0.8 | 0.8 | 0.8 | Landfill Gas | LFG | IC | 6 | 1997 |  |  | (OP) Operating | [6 empty] | Seneca | 42.9281 | -76.8408 | Map | Map | NYIS
17283 | Seneca Energy II | 54782 | Seneca Energy | IPP Non-CHP | NY | GEN7 |  | 0.8 | 0.8 | 0.8 | Landfill Gas | LFG | IC | 6 | 1997 |  |  | (OP) Operating | [6 empty] | Seneca | 42.9281 | -76.8408 | Map | Map | NYIS
17283 | Seneca Energy II | 54782 | Seneca Energy | IPP Non-CHP | NY | GEN8 |  | 0.8 | 0.8 | 0.8 | Landfill Gas | LFG | IC | 8 | 1998 |  |  | (OP) Operating | [6 empty] | Seneca | 42.9281 | -76.8408 | Map | Map | NYIS
17283 | Seneca Energy II | 54782 | Seneca Energy | IPP Non-CHP | NY | GEN9 |  | 0.8 | 0.8 | 0.8 | Landfill Gas | LFG | IC | 8 | 1998 |  |  | (OP) Operating | [6 empty] | Seneca | 42.9281 | -76.8408 | Map | Map | NYIS
13491 | New York University | 54808 | New York University Central Plant | Commercial CHP | NY | GT1 | CC1 | 5.5 | 5.5 | 5.5 | Natural Gas Fired Combined Cycle | NG | CT | 12 | 2010 |  |  | (OP) Operating | [6 empty] | New York | 40.7899 | -73.9233 | Map | Map | NYIS
13491 | New York University | 54808 | New York University Central Plant | Commercial CHP | NY | GT2 | CC1 | 5.5 | 5.5 | 5.5 | Natural Gas Fired Combined Cycle | NG | CT | 12 | 2010 |  |  | (OP) Operating | [6 empty] | New York | 40.7899 | -73.9233 | Map | Map | NYIS
13491 | New York University | 54808 | New York University Central Plant | Commercial CHP | NY | T1 | CC1 | 2.4 | 1.8 | 1.8 | Natural Gas Fired Combined Cycle | NG | CA | 1 | 1984 |  |  | (OP) Operating | [6 empty] | New York | 40.7899 | -73.9233 | Map | Map | NYIS
57280 | Eagle Creek RE LLC | 54865 | Phoenix Hydro Project | IPP Non-CHP | NY | 1-02 |  | 1.6 | 1.2 | 1.2 | Conventional Hydroelectric | WAT | HY | 1 | 1991 |  |  | (OP) Operating | [6 empty] | Oswego | 43.2271 | -76.3021 | Map | Map | NYIS
57280 | Eagle Creek RE LLC | 54865 | Phoenix Hydro Project | IPP Non-CHP | NY | 2-01 |  | 1.6 | 1.2 | 1.2 | Conventional Hydroelectric | WAT | HY | 1 | 1991 |  |  | (OP) Operating | [6 empty] | Oswego | 43.2271 | -76.3021 | Map | Map | NYIS
32080 | Dunn Paper | 54878 | Dunn Paper | Industrial Non-CHP | NY | 01 |  | 0.4 | 0.4 | 0.4 | Conventional Hydroelectric | WAT | HY | 1 | 1959 |  |  | (OP) Operating | [6 empty] | St Lawrence | 44.3364 | -75.5027 | Map | Map | NYIS
32080 | Dunn Paper | 54878 | Dunn Paper | Industrial Non-CHP | NY | 02 |  | 0.3 | 0.3 | 0.3 | Conventional Hydroelectric | WAT | HY | 1 | 1959 |  |  | (OP) Operating | [6 empty] | St Lawrence | 44.3364 | -75.5027 | Map | Map | NYIS
32080 | Dunn Paper | 54878 | Dunn Paper | Industrial Non-CHP | NY | 03 |  | 0.3 | 0.3 | 0.3 | Conventional Hydroelectric | WAT | HY | 1 | 1959 |  |  | (OP) Operating | [6 empty] | St Lawrence | 44.3364 | -75.5027 | Map | Map | NYIS
2313 | Brooklyn Navy Yard Cogen PLP | 54914 | Brooklyn Navy Yard Cogeneration | IPP CHP | NY | 01 | CC1 | 121 | 90 | 110 | Natural Gas Fired Combined Cycle | NG | CT | 3 | 1996 |  |  | (OP) Operating | [6 empty] | Kings | 40.6994 | -73.9764 | Map | Map | NYIS
2313 | Brooklyn Navy Yard Cogen PLP | 54914 | Brooklyn Navy Yard Cogeneration | IPP CHP | NY | 02 | CC2 | 121 | 90 | 110 | Natural Gas Fired Combined Cycle | NG | CT | 3 | 1996 |  |  | (OP) Operating | [6 empty] | Kings | 40.6994 | -73.9764 | Map | Map | NYIS
2313 | Brooklyn Navy Yard Cogen PLP | 54914 | Brooklyn Navy Yard Cogeneration | IPP CHP | NY | 03 | CC1 | 40 | 35 | 38 | Natural Gas Fired Combined Cycle | NG | CA | 6 | 1996 |  |  | (OP) Operating | [6 empty] | Kings | 40.6994 | -73.9764 | Map | Map | NYIS
2313 | Brooklyn Navy Yard Cogen PLP | 54914 | Brooklyn Navy Yard Cogeneration | IPP CHP | NY | 04 | CC2 | 40 | 35 | 38 | Natural Gas Fired Combined Cycle | NG | CA | 6 | 1996 |  |  | (OP) Operating | [6 empty] | Kings | 40.6994 | -73.9764 | Map | Map | NYIS
55754 | Boralex Hydro Operations Inc | 54953 | Hudson Falls Hydroelectric Project | IPP Non-CHP | NY | GEN1 |  | 22 | 22 | 22 | Conventional Hydroelectric | WAT | HY | 11 | 1995 |  |  | (OP) Operating | [6 empty] | Saratoga | 43.2958 | -73.5956 | Map | Map | NYIS
55754 | Boralex Hydro Operations Inc | 54953 | Hudson Falls Hydroelectric Project | IPP Non-CHP | NY | GEN2 |  | 22 | 22 | 22 | Conventional Hydroelectric | WAT | HY | 11 | 1995 |  |  | (OP) Operating | [6 empty] | Saratoga | 43.2958 | -73.5956 | Map | Map | NYIS
57229 | MM Albany Energy LLC | 55155 | MM Albany Energy | IPP Non-CHP | NY | UNT1 |  | 0.9 | 0.9 | 0.9 | Landfill Gas | LFG | IC | 3 | 1998 |  |  | (OP) Operating | [6 empty] | Albany | 42.7044 | -73.8509 | Map | Map | NYIS
57229 | MM Albany Energy LLC | 55155 | MM Albany Energy | IPP Non-CHP | NY | UNT2 |  | 0.9 | 0.9 | 0.9 | Landfill Gas | LFG | IC | 3 | 1998 |  |  | (OP) Operating | [6 empty] | Albany | 42.7044 | -73.8509 | Map | Map | NYIS
57229 | MM Albany Energy LLC | 55155 | MM Albany Energy | IPP Non-CHP | NY | UNT3 |  | 0.9 | 0.9 | 0.9 | Landfill Gas | LFG | IC | 11 | 2008 |  |  | (OP) Operating | [6 empty] | Albany | 42.7044 | -73.8509 | Map | Map | NYIS
57229 | MM Albany Energy LLC | 55155 | MM Albany Energy | IPP Non-CHP | NY | UNT4 |  | 1.6 | 1.6 | 1.6 | Landfill Gas | LFG | IC | 5 | 2012 |  |  | (OP) Operating | [6 empty] | Albany | 42.7044 | -73.8509 | Map | Map | NYIS
57229 | MM Albany Energy LLC | 55155 | MM Albany Energy | IPP Non-CHP | NY | UNT5 |  | 1.6 | 1.6 | 1.6 | Landfill Gas | LFG | IC | 5 | 2012 |  |  | (OP) Operating | [6 empty] | Albany | 42.7044 | -73.8509 | Map | Map | NYIS
13582 | NRG Astoria Gas Turbine Operations Inc | 55243 | Astoria Gas Turbines | IPP Non-CHP | NY | 2-1 |  | 41.9 | 35.8 | 44.6 | Natural Gas Fired Combustion Turbine | NG | GT | 1 | 1970 |  |  | (OP) Operating | [6 empty] | Queens | 40.787 | -73.9048 | Map | Map | NYIS
13582 | NRG Astoria Gas Turbine Operations Inc | 55243 | Astoria Gas Turbines | IPP Non-CHP | NY | 2-2 |  | 41.9 | 34.1 | 44.6 | Natural Gas Fired Combustion Turbine | NG | GT | 1 | 1970 |  |  | (OP) Operating | [6 empty] | Queens | 40.787 | -73.9048 | Map | Map | NYIS
13582 | NRG Astoria Gas Turbine Operations Inc | 55243 | Astoria Gas Turbines | IPP Non-CHP | NY | 2-3 |  | 41.9 | 35.5 | 45.8 | Natural Gas Fired Combustion Turbine | NG | GT | 1 | 1970 |  |  | (OP) Operating | [6 empty] | Queens | 40.787 | -73.9048 | Map | Map | NYIS
13582 | NRG Astoria Gas Turbine Operations Inc | 55243 | Astoria Gas Turbines | IPP Non-CHP | NY | 2-4 |  | 41.9 | 35.2 | 45.5 | Natural Gas Fired Combustion Turbine | NG | GT | 1 | 1970 |  |  | (OP) Operating | [6 empty] | Queens | 40.787 | -73.9048 | Map | Map | NYIS
13582 | NRG Astoria Gas Turbine Operations Inc | 55243 | Astoria Gas Turbines | IPP Non-CHP | NY | 3-1 |  | 41.9 | 33.2 | 43.3 | Natural Gas Fired Combustion Turbine | NG | GT | 1 | 1970 |  |  | (OP) Operating | [6 empty] | Queens | 40.787 | -73.9048 | Map | Map | NYIS
13582 | NRG Astoria Gas Turbine Operations Inc | 55243 | Astoria Gas Turbines | IPP Non-CHP | NY | 3-2 |  | 41.9 | 34.8 | 44.3 | Natural Gas Fired Combustion Turbine | NG | GT | 1 | 1970 |  |  | (OP) Operating | [6 empty] | Queens | 40.787 | -73.9048 | Map | Map | NYIS
13582 | NRG Astoria Gas Turbine Operations Inc | 55243 | Astoria Gas Turbines | IPP Non-CHP | NY | 3-3 |  | 41.9 | 34.5 | 44.3 | Natural Gas Fired Combustion Turbine | NG | GT | 1 | 1970 |  |  | (OP) Operating | [6 empty] | Queens | 40.787 | -73.9048 | Map | Map | NYIS
13582 | NRG Astoria Gas Turbine Operations Inc | 55243 | Astoria Gas Turbines | IPP Non-CHP | NY | 3-4 |  | 41.9 | 36 | 45.1 | Natural Gas Fired Combustion Turbine | NG | GT | 1 | 1970 |  |  | (OP) Operating | [6 empty] | Queens | 40.787 | -73.9048 | Map | Map | NYIS
13582 | NRG Astoria Gas Turbine Operations Inc | 55243 | Astoria Gas Turbines | IPP Non-CHP | NY | 4-1 |  | 41.9 | 34.7 | 45.6 | Natural Gas Fired Combustion Turbine | NG | GT | 1 | 1970 |  |  | (OP) Operating | [6 empty] | Queens | 40.787 | -73.9048 | Map | Map | NYIS
13582 | NRG Astoria Gas Turbine Operations Inc | 55243 | Astoria Gas Turbines | IPP Non-CHP | NY | 4-2 |  | 41.9 | 33.9 | 44.8 | Natural Gas Fired Combustion Turbine | NG | GT | 1 | 1970 |  |  | (OP) Operating | [6 empty] | Queens | 40.787 | -73.9048 | Map | Map | NYIS
13582 | NRG Astoria Gas Turbine Operations Inc | 55243 | Astoria Gas Turbines | IPP Non-CHP | NY | 4-3 |  | 41.9 | 34.6 | 44.9 | Natural Gas Fired Combustion Turbine | NG | GT | 1 | 1970 |  |  | (OP) Operating | [6 empty] | Queens | 40.787 | -73.9048 | Map | Map | NYIS
13582 | NRG Astoria Gas Turbine Operations Inc | 55243 | Astoria Gas Turbines | IPP Non-CHP | NY | 4-4 |  | 41.9 | 33 | 45.1 | Natural Gas Fired Combustion Turbine | NG | GT | 1 | 1970 |  |  | (OP) Operating | [6 empty] | Queens | 40.787 | -73.9048 | Map | Map | NYIS
22979 | Astoria Energy LLC | 55375 | Astoria Energy | IPP Non-CHP | NY | CT1 | CC1 | 170 | 156 | 170 | Natural Gas Fired Combined Cycle | NG | CT | 5 | 2006 |  |  | (OP) Operating | [6 empty] | Queens | 40.7825 | -73.8964 | Map | Map | NYIS
22979 | Astoria Energy LLC | 55375 | Astoria Energy | IPP Non-CHP | NY | CT2 | CC1 | 170 | 156 | 170 | Natural Gas Fired Combined Cycle | NG | CT | 5 | 2006 |  |  | (OP) Operating | [6 empty] | Queens | 40.7825 | -73.8964 | Map | Map | NYIS
22979 | Astoria Energy LLC | 55375 | Astoria Energy | IPP Non-CHP | NY | ST1 | CC1 | 255 | 228 | 266 | Natural Gas Fired Combined Cycle | NG | CA | 5 | 2006 |  |  | (OP) Operating | [6 empty] | Queens | 40.7825 | -73.8964 | Map | Map | NYIS
32173 | New Athens Generating Company LLC | 55405 | Athens Generating Plant | IPP Non-CHP | NY | CT1 | 3668 | 300 | 225.8 | 272 | Natural Gas Fired Combined Cycle | NG | CT | 4 | 2004 |  |  | (OP) Operating | [6 empty] | Greene | 42.2728 | -73.8492 | Map | Map | NYIS
32173 | New Athens Generating Company LLC | 55405 | Athens Generating Plant | IPP Non-CHP | NY | CT2 | 3670 | 300 | 223.1 | 275.5 | Natural Gas Fired Combined Cycle | NG | CT | 5 | 2004 |  |  | (OP) Operating | [6 empty] | Greene | 42.2728 | -73.8492 | Map | Map | NYIS
32173 | New Athens Generating Company LLC | 55405 | Athens Generating Plant | IPP Non-CHP | NY | CT3 | 3677 | 300 | 224.2 | 266.8 | Natural Gas Fired Combined Cycle | NG | CT | 4 | 2003 |  |  | (OP) Operating | [6 empty] | Greene | 42.2728 | -73.8492 | Map | Map | NYIS
32173 | New Athens Generating Company LLC | 55405 | Athens Generating Plant | IPP Non-CHP | NY | ST1 | 3668 | 141 | 107.7 | 129.9 | Natural Gas Fired Combined Cycle | NG | CA | 1 | 2004 |  |  | (OP) Operating | [6 empty] | Greene | 42.2728 | -73.8492 | Map | Map | NYIS
32173 | New Athens Generating Company LLC | 55405 | Athens Generating Plant | IPP Non-CHP | NY | ST2 | 3670 | 141 | 106.4 | 131.4 | Natural Gas Fired Combined Cycle | NG | CA | 1 | 2004 |  |  | (OP) Operating | [6 empty] | Greene | 42.2728 | -73.8492 | Map | Map | NYIS
32173 | New Athens Generating Company LLC | 55405 | Athens Generating Plant | IPP Non-CHP | NY | ST3 | 3677 | 141 | 106.9 | 127.3 | Natural Gas Fired Combined Cycle | NG | CA | 1 | 2004 |  |  | (OP) Operating | [6 empty] | Greene | 42.2728 | -73.8492 | Map | Map | NYIS
20323 | Wellhead Services Inc | 55600 | Binghamton Cogen | IPP CHP | NY | 1 |  | 47.7 | 42 | 47 | Natural Gas Fired Combustion Turbine | NG | GT | 6 | 1992 |  |  | (OP) Operating | [6 empty] | Broome | 42.1072 | -75.9278 | Map | Map | NYIS
1268 | Bayswater Peaking Facility LLC | 55699 | Bayswater Peaking Facility LLC | IPP Non-CHP | NY | 1 |  | 60.5 | 53.9 | 56.1 | Natural Gas Fired Combustion Turbine | NG | GT | 6 | 2002 |  |  | (OP) Operating | [6 empty] | Queens | 40.6107 | -73.7622 | Map | Map | NYIS
12758 | Model City Energy LLC | 55757 | Model City Energy Facility | IPP Non-CHP | NY | GEN1 |  | 0.8 | 0.8 | 0.8 | Landfill Gas | LFG | IC | 6 | 2001 |  |  | (OP) Operating | [6 empty] | Niagara | 43.2094 | -78.9836 | Map | Map | NYIS
12758 | Model City Energy LLC | 55757 | Model City Energy Facility | IPP Non-CHP | NY | GEN2 |  | 0.8 | 0.8 | 0.8 | Landfill Gas | LFG | IC | 6 | 2001 |  |  | (OP) Operating | [6 empty] | Niagara | 43.2094 | -78.9836 | Map | Map | NYIS
12758 | Model City Energy LLC | 55757 | Model City Energy Facility | IPP Non-CHP | NY | GEN3 |  | 0.8 | 0.8 | 0.8 | Landfill Gas | LFG | IC | 6 | 2001 |  |  | (OP) Operating | [6 empty] | Niagara | 43.2094 | -78.9836 | Map | Map | NYIS
12758 | Model City Energy LLC | 55757 | Model City Energy Facility | IPP Non-CHP | NY | GEN4 |  | 0.8 | 0.8 | 0.8 | Landfill Gas | LFG | IC | 6 | 2001 |  |  | (OP) Operating | [6 empty] | Niagara | 43.2094 | -78.9836 | Map | Map | NYIS
12758 | Model City Energy LLC | 55757 | Model City Energy Facility | IPP Non-CHP | NY | GEN5 |  | 0.8 | 0.8 | 0.8 | Landfill Gas | LFG | IC | 6 | 2001 |  |  | (OP) Operating | [6 empty] | Niagara | 43.2094 | -78.9836 | Map | Map | NYIS
12758 | Model City Energy LLC | 55757 | Model City Energy Facility | IPP Non-CHP | NY | GEN6 |  | 0.8 | 0.8 | 0.8 | Landfill Gas | LFG | IC | 6 | 2001 |  |  | (OP) Operating | [6 empty] | Niagara | 43.2094 | -78.9836 | Map | Map | NYIS
12758 | Model City Energy LLC | 55757 | Model City Energy Facility | IPP Non-CHP | NY | GEN7 |  | 0.8 | 0.8 | 0.8 | Landfill Gas | LFG | IC | 6 | 2001 |  |  | (OP) Operating | [6 empty] | Niagara | 43.2094 | -78.9836 | Map | Map | NYIS
49880 | Madison Windpower LLC | 55769 | Madison Windpower LLC | IPP Non-CHP | NY | MADW |  | 11.5 | 11.5 | 11.5 | Onshore Wind Turbine | WND | WT | 10 | 2000 |  |  | (OP) Operating | [6 empty] | Madison | 42.8947 | -75.4517 | Map | Map | NYIS
56852 | Edgewood Energy LLC | 55786 | Edgewood Energy LLC | IPP Non-CHP | NY | CT01 |  | 50 | 42.5 | 47 | Natural Gas Fired Combustion Turbine | NG | GT | 7 | 2002 |  |  | (OP) Operating | [6 empty] | Suffolk | 40.7861 | -73.2931 | Map | Map | NYIS
56852 | Edgewood Energy LLC | 55786 | Edgewood Energy LLC | IPP Non-CHP | NY | CT02 |  | 50 | 42.5 | 47 | Natural Gas Fired Combustion Turbine | NG | GT | 7 | 2002 |  |  | (OP) Operating | [6 empty] | Suffolk | 40.7861 | -73.2931 | Map | Map | NYIS
56853 | Shoreham Energy LLC | 55787 | Shoreham Energy LLC | IPP Non-CHP | NY | CT01 |  | 50 | 42.5 | 47 | Petroleum Liquids | DFO | GT | 7 | 2002 |  |  | (OP) Operating | [6 empty] | Suffolk | 40.9571 | -72.8659 | Map | Map | NYIS
56853 | Shoreham Energy LLC | 55787 | Shoreham Energy LLC | IPP Non-CHP | NY | CT02 |  | 50 | 42.5 | 47 | Petroleum Liquids | DFO | GT | 7 | 2002 |  |  | (OP) Operating | [6 empty] | Suffolk | 40.9571 | -72.8659 | Map | Map | NYIS
34688 | CHI Energy Inc | 55790 | Fenner Wind | IPP Non-CHP | NY | 1 |  | 30 | 30 | 30 | Onshore Wind Turbine | WND | WT | 10 | 2001 |  |  | (OP) Operating | [6 empty] | Madison | 42.989 | -75.7625 | Map | Map | NYIS
7308 | Hawkeye Energy Greenport LLC | 55969 | Hawkeye Energy Greenport LLC | IPP Non-CHP | NY | U-01 |  | 54 | 53.5 | 56.1 | Petroleum Liquids | KER | GT | 7 | 2003 | 7 | 2018 | (OP) Operating | [6 empty] | Suffolk | 41.106 | -72.3762 | Map | Map | NYIS
49845 | Equus Power I, L.P., | 56032 | Equus Freeport Power | IPP Non-CHP | NY | 0001 |  | 60 | 47.9 | 49.2 | Natural Gas Fired Combustion Turbine | NG | GT | 6 | 2004 |  |  | (OP) Operating | [6 empty] | Nassau | 40.6439 | -73.5683 | Map | Map | NYIS
49845 | Equus Power I, L.P., | 56032 | Equus Freeport Power | IPP Non-CHP | NY | 001 |  | 60 | 48.1 | 49.7 | Natural Gas Fired Combustion Turbine | NG | GT | 6 | 2004 |  |  | (OP) Operating | [6 empty] | Nassau | 40.6439 | -73.5683 | Map | Map | NYIS
49786 | Jamaica Bay Peaking Facility, LLC | 56141 | Jamaica Bay Peaking | IPP Non-CHP | NY | 2 |  | 60.5 | 54.3 | 54.2 | Petroleum Liquids | KER | GT | 7 | 2003 |  |  | (OP) Operating | [6 empty] | Queens | 40.6097 | -73.7622 | Map | Map | NYIS
49837 | Pinelawn Power LLC | 56188 | Pinelawn Power LLC | IPP Non-CHP | NY | CTG | CC1 | 50 | 47 | 47 | Natural Gas Fired Combined Cycle | NG | CT | 7 | 2005 |  |  | (OP) Operating | [6 empty] | Suffolk | 40.7366 | -73.3884 | Map | Map | NYIS
49837 | Pinelawn Power LLC | 56188 | Pinelawn Power LLC | IPP Non-CHP | NY | STG | CC1 | 32 | 27.5 | 30.1 | Natural Gas Fired Combined Cycle | NG | CA | 10 | 2005 |  |  | (OP) Operating | [6 empty] | Suffolk | 40.7366 | -73.3884 | Map | Map | NYIS
15296 | New York Power Authority | 56196 | 500MW CC | Electric Utility | NY | CA01 | CC1 | 188 | 161.7 | 176.7 | Natural Gas Fired Combined Cycle | NG | CA | 12 | 2005 |  |  | (OP) Operating | [6 empty] | Queens | 40.7889 | -73.9069 | Map | Map | NYIS
15296 | New York Power Authority | 56196 | 500MW CC | Electric Utility | NY | CT01 | CC1 | 170 | 146.2 | 159.8 | Natural Gas Fired Combined Cycle | NG | CT | 12 | 2005 |  |  | (OP) Operating | [6 empty] | Queens | 40.7889 | -73.9069 | Map | Map | NYIS
15296 | New York Power Authority | 56196 | 500MW CC | Electric Utility | NY | CT02 | CC1 | 170 | 146.2 | 159.8 | Natural Gas Fired Combined Cycle | NG | CT | 12 | 2005 |  |  | (OP) Operating | [6 empty] | Queens | 40.7889 | -73.9069 | Map | Map | NYIS
49950 | Caithness Long Island, LLC | 56234 | Caithness Long Island Energy Center | IPP Non-CHP | NY | CT01 | CC01 | 196.2 | 179.9 | 232.9 | Natural Gas Fired Combined Cycle | NG | CT | 8 | 2009 |  |  | (OP) Operating | [6 empty] | Suffolk | 40.8142 | -72.9403 | Map | Map | NYIS
49950 | Caithness Long Island, LLC | 56234 | Caithness Long Island Energy Center | IPP Non-CHP | NY | ST01 | CC01 | 152.7 | 137 | 153 | Natural Gas Fired Combined Cycle | NG | CA | 8 | 2009 |  |  | (OP) Operating | [6 empty] | Suffolk | 40.8142 | -72.9403 | Map | Map | NYIS
17283 | Seneca Energy II | 56250 | Ontario LFGTE | IPP Non-CHP | NY | GEN1 |  | 0.8 | 0.8 | 0.8 | Landfill Gas | LFG | IC | 11 | 2003 |  |  | (OP) Operating | [6 empty] | Ontario | 42.8586 | -77.0872 | Map | Map | NYIS
17283 | Seneca Energy II | 56250 | Ontario LFGTE | IPP Non-CHP | NY | GEN10 |  | 1.6 | 1.6 | 1.6 | Landfill Gas | LFG | IC | 3 | 2013 |  |  | (OP) Operating | [6 empty] | Ontario | 42.8586 | -77.0872 | Map | Map | NYIS
17283 | Seneca Energy II | 56250 | Ontario LFGTE | IPP Non-CHP | NY | GEN11 |  | 1.6 | 1.6 | 1.6 | Landfill Gas | LFG | IC | 3 | 2013 |  |  | (OP) Operating | [6 empty] | Ontario | 42.8586 | -77.0872 | Map | Map | NYIS
17283 | Seneca Energy II | 56250 | Ontario LFGTE | IPP Non-CHP | NY | GEN2 |  | 0.8 | 0.8 | 0.8 | Landfill Gas | LFG | IC | 11 | 2003 |  |  | (OP) Operating | [6 empty] | Ontario | 42.8586 | -77.0872 | Map | Map | NYIS
17283 | Seneca Energy II | 56250 | Ontario LFGTE | IPP Non-CHP | NY | GEN3 |  | 0.8 | 0.8 | 0.8 | Landfill Gas | LFG | IC | 11 | 2003 |  |  | (OP) Operating | [6 empty] | Ontario | 42.8586 | -77.0872 | Map | Map | NYIS
17283 | Seneca Energy II | 56250 | Ontario LFGTE | IPP Non-CHP | NY | GEN4 |  | 0.8 | 0.8 | 0.8 | Landfill Gas | LFG | IC | 11 | 2003 |  |  | (OP) Operating | [6 empty] | Ontario | 42.8586 | -77.0872 | Map | Map | NYIS
17283 | Seneca Energy II | 56250 | Ontario LFGTE | IPP Non-CHP | NY | GEN5 |  | 0.8 | 0.8 | 0.8 | Landfill Gas | LFG | IC | 5 | 2005 |  |  | (OP) Operating | [6 empty] | Ontario | 42.8586 | -77.0872 | Map | Map | NYIS
17283 | Seneca Energy II | 56250 | Ontario LFGTE | IPP Non-CHP | NY | GEN6 |  | 0.8 | 0.8 | 0.8 | Landfill Gas | LFG | IC | 5 | 2005 |  |  | (OP) Operating | [6 empty] | Ontario | 42.8586 | -77.0872 | Map | Map | NYIS
17283 | Seneca Energy II | 56250 | Ontario LFGTE | IPP Non-CHP | NY | GEN7 |  | 0.8 | 0.8 | 0.8 | Landfill Gas | LFG | IC | 5 | 2005 |  |  | (OP) Operating | [6 empty] | Ontario | 42.8586 | -77.0872 | Map | Map | NYIS
17283 | Seneca Energy II | 56250 | Ontario LFGTE | IPP Non-CHP | NY | GEN8 |  | 0.8 | 0.8 | 0.8 | Landfill Gas | LFG | IC | 11 | 2010 |  |  | (OP) Operating | [6 empty] | Ontario | 42.8586 | -77.0872 | Map | Map | NYIS
17283 | Seneca Energy II | 56250 | Ontario LFGTE | IPP Non-CHP | NY | GEN9 |  | 1.6 | 1.6 | 1.6 | Landfill Gas | LFG | IC | 3 | 2013 |  |  | (OP) Operating | [6 empty] | Ontario | 42.8586 | -77.0872 | Map | Map | NYIS
56480 | Empire Generating Co LLC | 56259 | Empire Generating Co LLC | IPP CHP | NY | CT11 | CC1 | 179 | 155 | 190 | Natural Gas Fired Combined Cycle | NG | CT | 9 | 2010 |  |  | (OP) Operating | [6 empty] | Rensselaer | 42.6252 | -73.75 | Map | Map | NYIS
56480 | Empire Generating Co LLC | 56259 | Empire Generating Co LLC | IPP CHP | NY | CT12 | CC1 | 179 | 155 | 190 | Natural Gas Fired Combined Cycle | NG | CT | 9 | 2010 |  |  | (OP) Operating | [6 empty] | Rensselaer | 42.6252 | -73.75 | Map | Map | NYIS
56480 | Empire Generating Co LLC | 56259 | Empire Generating Co LLC | IPP CHP | NY | ST13 | CC1 | 295.7 | 270 | 295.7 | Natural Gas Fired Combined Cycle | NG | CA | 9 | 2010 |  |  | (OP) Operating | [6 empty] | Rensselaer | 42.6252 | -73.75 | Map | Map | NYIS
54684 | Flat Rock Windpower, LLC | 56290 | Maple Ridge Wind Farm | IPP Non-CHP | NY | 1 |  | 137 | 137 | 137 | Onshore Wind Turbine | WND | WT | 12 | 2005 |  |  | (OP) Operating | [6 empty] | Lewis | 43.7853 | -75.5753 | Map | Map | NYIS
54684 | Flat Rock Windpower, LLC | 56290 | Maple Ridge Wind Farm | IPP Non-CHP | NY | 1A |  | 61 | 61 | 61 | Onshore Wind Turbine | WND | WT | 1 | 2006 |  |  | (OP) Operating | [6 empty] | Lewis | 43.7853 | -75.5753 | Map | Map | NYIS
54684 | Flat Rock Windpower, LLC | 56290 | Maple Ridge Wind Farm | IPP Non-CHP | NY | 2 |  | 33 | 33 | 33 | Onshore Wind Turbine | WND | WT | 6 | 2006 |  |  | (OP) Operating | [6 empty] | Lewis | 43.7853 | -75.5753 | Map | Map | NYIS
54684 | Flat Rock Windpower, LLC | 56290 | Maple Ridge Wind Farm | IPP Non-CHP | NY | 3 |  | 91 | 91 | 91 | Onshore Wind Turbine | WND | WT | 12 | 2006 |  |  | (OP) Operating | [6 empty] | Lewis | 43.7853 | -75.5753 | Map | Map | NYIS
50158 | Innovative Energy Systems Inc | 56323 | Modern Innovative Energy LLC | IPP Non-CHP | NY | GEN1 |  | 1.6 | 1.6 | 1.6 | Landfill Gas | LFG | IC | 2 | 2006 |  |  | (OP) Operating | [6 empty] | Niagara | 43.2094 | -78.9836 | Map | Map | NYIS
50158 | Innovative Energy Systems Inc | 56323 | Modern Innovative Energy LLC | IPP Non-CHP | NY | GEN2 |  | 1.6 | 1.6 | 1.6 | Landfill Gas | LFG | IC | 2 | 2006 |  |  | (OP) Operating | [6 empty] | Niagara | 43.2094 | -78.9836 | Map | Map | NYIS
50158 | Innovative Energy Systems Inc | 56324 | Colonie LFGTE Facility | IPP Non-CHP | NY | GEN1 |  | 1.6 | 1.6 | 1.6 | Landfill Gas | LFG | IC | 2 | 2006 |  |  | (OP) Operating | [6 empty] | Albany | 42.8033 | -73.7267 | Map | Map | NYIS
50158 | Innovative Energy Systems Inc | 56324 | Colonie LFGTE Facility | IPP Non-CHP | NY | GEN2 |  | 1.6 | 1.6 | 1.6 | Landfill Gas | LFG | IC | 2 | 2006 |  |  | (OP) Operating | [6 empty] | Albany | 42.8033 | -73.7267 | Map | Map | NYIS
50158 | Innovative Energy Systems Inc | 56324 | Colonie LFGTE Facility | IPP Non-CHP | NY | GEN3 |  | 1.6 | 1.6 | 1.6 | Landfill Gas | LFG | IC | 2 | 2006 |  |  | (OP) Operating | [6 empty] | Albany | 42.8033 | -73.7267 | Map | Map | NYIS
50158 | Innovative Energy Systems Inc | 56324 | Colonie LFGTE Facility | IPP Non-CHP | NY | GEN4 |  | 1.6 | 1.6 | 1.6 | Landfill Gas | LFG | IC | 6 | 2016 |  |  | (OP) Operating | [6 empty] | Albany | 42.8033 | -73.7267 | Map | Map | NYIS
54842 | WM Renewable Energy LLC | 56526 | Chaffee Gas Recovery | IPP Non-CHP | NY | GEN1 |  | 0.8 | 0.8 | 0.8 | Landfill Gas | LFG | IC | 8 | 2007 |  |  | (OP) Operating | [6 empty] | Erie | 42.5831 | -78.4864 | Map | Map | NYIS
54842 | WM Renewable Energy LLC | 56526 | Chaffee Gas Recovery | IPP Non-CHP | NY | GEN2 |  | 0.8 | 0.8 | 0.8 | Landfill Gas | LFG | IC | 8 | 2007 |  |  | (OP) Operating | [6 empty] | Erie | 42.5831 | -78.4864 | Map | Map | NYIS
54842 | WM Renewable Energy LLC | 56526 | Chaffee Gas Recovery | IPP Non-CHP | NY | GEN3 |  | 0.8 | 0.8 | 0.8 | Landfill Gas | LFG | IC | 8 | 2007 |  |  | (OP) Operating | [6 empty] | Erie | 42.5831 | -78.4864 | Map | Map | NYIS
54842 | WM Renewable Energy LLC | 56526 | Chaffee Gas Recovery | IPP Non-CHP | NY | GEN4 |  | 0.8 | 0.8 | 0.8 | Landfill Gas | LFG | IC | 8 | 2007 |  |  | (OP) Operating | [6 empty] | Erie | 42.5831 | -78.4864 | Map | Map | NYIS
54842 | WM Renewable Energy LLC | 56526 | Chaffee Gas Recovery | IPP Non-CHP | NY | GEN5 |  | 0.8 | 0.8 | 0.8 | Landfill Gas | LFG | IC | 8 | 2007 |  |  | (OP) Operating | [6 empty] | Erie | 42.5831 | -78.4864 | Map | Map | NYIS
54842 | WM Renewable Energy LLC | 56526 | Chaffee Gas Recovery | IPP Non-CHP | NY | GEN6 |  | 0.8 | 0.8 | 0.8 | Landfill Gas | LFG | IC | 8 | 2007 |  |  | (OP) Operating | [6 empty] | Erie | 42.5831 | -78.4864 | Map | Map | NYIS
54842 | WM Renewable Energy LLC | 56526 | Chaffee Gas Recovery | IPP Non-CHP | NY | GEN7 |  | 0.8 | 0.8 | 0.8 | Landfill Gas | LFG | IC | 10 | 2009 |  |  | (OP) Operating | [6 empty] | Erie | 42.5831 | -78.4864 | Map | Map | NYIS
54842 | WM Renewable Energy LLC | 56526 | Chaffee Gas Recovery | IPP Non-CHP | NY | GEN8 |  | 0.8 | 0.8 | 0.8 | Landfill Gas | LFG | IC | 10 | 2009 |  |  | (OP) Operating | [6 empty] | Erie | 42.5831 | -78.4864 | Map | Map | NYIS
59155 | First Wind O&M, LLC | 56575 | Steel Winds Wind Farm | IPP Non-CHP | NY | 1 |  | 20 | 20 | 20 | Onshore Wind Turbine | WND | WT | 6 | 2007 |  |  | (OP) Operating | [6 empty] | Erie | 42.8167 | -78.8675 | Map | Map | NYIS
56215 | E ON Climate Renewables N America LLC | 56594 | Munnsville Wind Farm LLC | IPP Non-CHP | NY | MU1 |  | 34.5 | 34.5 | 34.5 | Onshore Wind Turbine | WND | WT | 10 | 2007 |  |  | (OP) Operating | [6 empty] | Madison | 42.9086 | -75.5697 | Map | Map | NYIS
55868 | Noble Wind Operations LLC | 56618 | Noble Clinton Windpark LLC | IPP Non-CHP | NY | 1 |  | 100.5 | 100.5 | 100.5 | Onshore Wind Turbine | WND | WT | 5 | 2008 |  |  | (OP) Operating | [6 empty] | Clinton | 44.8914 | -74.0061 | Map | Map | NYIS
55868 | Noble Wind Operations LLC | 56619 | Noble Ellenburg Windpark LLC | IPP Non-CHP | NY | 1 |  | 81 | 81 | 81 | Onshore Wind Turbine | WND | WT | 5 | 2008 |  |  | (OP) Operating | [6 empty] | Clinton | 44.8914 | -74.0061 | Map | Map | NYIS
55868 | Noble Wind Operations LLC | 56620 | Noble Bliss Windpark LLC | IPP Non-CHP | NY | 1 |  | 100.5 | 100.5 | 100.5 | Onshore Wind Turbine | WND | WT | 5 | 2008 |  |  | (OP) Operating | [6 empty] | Wyoming | 42.5367 | -78.3047 | Map | Map | NYIS
59155 | First Wind O&M, LLC | 56633 | Dutch Hill Wind Project | IPP Non-CHP | NY | 1 |  | 37.5 | 37.5 | 37.5 | Onshore Wind Turbine | WND | WT | 1 | 2009 |  |  | (OP) Operating | [6 empty] | Steuben | 42.5456 | -77.4967 | Map | Map | NYIS
59155 | First Wind O&M, LLC | 56634 | Cohocton Wind Project | IPP Non-CHP | NY | 1 |  | 87.5 | 87.5 | 87.5 | Onshore Wind Turbine | WND | WT | 1 | 2009 |  |  | (OP) Operating | [6 empty] | Steuben | 42.45 | -77.52 | Map | Map | NYIS
55941 | Northbrook Lyons Falls LLC | 56703 | Lyons Falls Hydroelectric | IPP Non-CHP | NY | 1 |  | 1 | 1 | 1 | Conventional Hydroelectric | WAT | HY | 12 | 1923 |  |  | (OP) Operating | [6 empty] | Lewis | 43.6186 | -75.3586 | Map | Map | NYIS
55941 | Northbrook Lyons Falls LLC | 56703 | Lyons Falls Hydroelectric | IPP Non-CHP | NY | 6 |  | 1.2 | 1.2 | 1.2 | Conventional Hydroelectric | WAT | HY | 4 | 1963 |  |  | (OP) Operating | [6 empty] | Lewis | 43.6186 | -75.3586 | Map | Map | NYIS
55941 | Northbrook Lyons Falls LLC | 56703 | Lyons Falls Hydroelectric | IPP Non-CHP | NY | 7 |  | 1.2 | 1.2 | 1.2 | Conventional Hydroelectric | WAT | HY | 5 | 1966 |  |  | (OP) Operating | [6 empty] | Lewis | 43.6186 | -75.3586 | Map | Map | NYIS
55941 | Northbrook Lyons Falls LLC | 56703 | Lyons Falls Hydroelectric | IPP Non-CHP | NY | 8 |  | 1.2 | 1.2 | 1.2 | Conventional Hydroelectric | WAT | HY | 3 | 1974 |  |  | (OP) Operating | [6 empty] | Lewis | 43.6186 | -75.3586 | Map | Map | NYIS
55941 | Northbrook Lyons Falls LLC | 56703 | Lyons Falls Hydroelectric | IPP Non-CHP | NY | 9 |  | 0.9 | 0.9 | 0.9 | Conventional Hydroelectric | WAT | HY | 4 | 1971 |  |  | (OP) Operating | [6 empty] | Lewis | 43.6186 | -75.3586 | Map | Map | NYIS
55941 | Northbrook Lyons Falls LLC | 56704 | Gouldtown | IPP Non-CHP | NY | 3 |  | 2 | 2 | 2 | Conventional Hydroelectric | WAT | HY | 8 | 1953 |  |  | (OP) Operating | [6 empty] | Lewis | 43.6126 | -75.3391 | Map | Map | NYIS
55941 | Northbrook Lyons Falls LLC | 56705 | Kosterville | IPP Non-CHP | NY | 4 |  | 0.5 | 0.5 | 0.5 | Conventional Hydroelectric | WAT | HY | 5 | 1955 |  |  | (OP) Operating | [6 empty] | Lewis | 43.6142 | -75.3327 | Map | Map | NYIS
55941 | Northbrook Lyons Falls LLC | 56705 | Kosterville | IPP Non-CHP | NY | 5 |  | 0.5 | 0.5 | 0.5 | Conventional Hydroelectric | WAT | HY | 10 | 1958 |  |  | (OP) Operating | [6 empty] | Lewis | 43.6142 | -75.3327 | Map | Map | NYIS
56072 | Marble River, LLC | 56857 | Marble River Wind Farm | IPP Non-CHP | NY | GEN1 |  | 215 | 215 | 215 | Onshore Wind Turbine | WND | WT | 11 | 2012 |  |  | (OP) Operating | [6 empty] | Clinton | 44.9758 | -73.9297 | Map | Map | NYIS
55868 | Noble Wind Operations LLC | 56901 | Noble Altona Windpark LLC | IPP Non-CHP | NY | 1 |  | 97.5 | 97.5 | 97.5 | Onshore Wind Turbine | WND | WT | 4 | 2009 |  |  | (OP) Operating | [6 empty] | Clinton | 44.8216 | -73.6509 | Map | Map | NYIS
55868 | Noble Wind Operations LLC | 56902 | Noble Wethersfield Windpark LLC | IPP Non-CHP | NY | 1 |  | 126 | 126 | 126 | Onshore Wind Turbine | WND | WT | 4 | 2009 |  |  | (OP) Operating | [6 empty] | Wyoming | 42.6697 | -78.2278 | Map | Map | NYIS
55868 | Noble Wind Operations LLC | 56904 | Noble Chateaugay Windpark LLC | IPP Non-CHP | NY | 1 |  | 106.5 | 106.5 | 106.5 | Onshore Wind Turbine | WND | WT | 4 | 2009 |  |  | (OP) Operating | [6 empty] | Franklin | 44.8917 | -74.0299 | Map | Map | NYIS
5914 | Erie Boulevard Hydropower LP | 56936 | Brookfield Power Glen Falls Hydro | Industrial Non-CHP | NY | GEN1 |  | 2.4 | 2.3 | 2.4 | Conventional Hydroelectric | WAT | HY | 1 | 1944 |  |  | (OP) Operating | [6 empty] | Warren | 43.3085 | -73.6366 | Map | Map | NYIS
5914 | Erie Boulevard Hydropower LP | 56936 | Brookfield Power Glen Falls Hydro | Industrial Non-CHP | NY | GEN2 |  | 2 | 1.9 | 2 | Conventional Hydroelectric | WAT | HY | 1 | 1957 |  |  | (OP) Operating | [6 empty] | Warren | 43.3085 | -73.6366 | Map | Map | NYIS
5914 | Erie Boulevard Hydropower LP | 56936 | Brookfield Power Glen Falls Hydro | Industrial Non-CHP | NY | GEN3 |  | 2.2 | 2.1 | 2.2 | Conventional Hydroelectric | WAT | HY | 1 | 1980 |  |  | (OP) Operating | [6 empty] | Warren | 43.3085 | -73.6366 | Map | Map | NYIS
5914 | Erie Boulevard Hydropower LP | 56936 | Brookfield Power Glen Falls Hydro | Industrial Non-CHP | NY | GEN4 |  | 2.4 | 2.3 | 2.4 | Conventional Hydroelectric | WAT | HY | 1 | 1980 |  |  | (OP) Operating | [6 empty] | Warren | 43.3085 | -73.6366 | Map | Map | NYIS
5914 | Erie Boulevard Hydropower LP | 56936 | Brookfield Power Glen Falls Hydro | Industrial Non-CHP | NY | GEN5 |  | 2.8 | 2.7 | 2.8 | Conventional Hydroelectric | WAT | HY | 1 | 1965 |  |  | (OP) Operating | [6 empty] | Warren | 43.3085 | -73.6366 | Map | Map | NYIS
49893 | Invenergy Services LLC | 56953 | High Sheldon Wind Farm | IPP Non-CHP | NY | 1 |  | 112 | 112 | 112 | Onshore Wind Turbine | WND | WT | 2 | 2009 |  |  | (OP) Operating | [6 empty] | Wyoming | 42.7794 | -78.4269 | Map | Map | NYIS
50158 | Innovative Energy Systems Inc | 56958 | DANC LFGTE Facility | IPP Non-CHP | NY | GEN1 |  | 1.6 | 1.6 | 1.6 | Landfill Gas | LFG | IC | 10 | 2008 |  |  | (OP) Operating | [6 empty] | Jefferson | 43.82 | -75.9175 | Map | Map | NYIS
50158 | Innovative Energy Systems Inc | 56958 | DANC LFGTE Facility | IPP Non-CHP | NY | GEN2 |  | 1.6 | 1.6 | 1.6 | Landfill Gas | LFG | IC | 10 | 2008 |  |  | (OP) Operating | [6 empty] | Jefferson | 43.82 | -75.9175 | Map | Map | NYIS
50158 | Innovative Energy Systems Inc | 56958 | DANC LFGTE Facility | IPP Non-CHP | NY | GEN3 |  | 1.6 | 1.6 | 1.6 | Landfill Gas | LFG | IC | 10 | 2008 |  |  | (OP) Operating | [6 empty] | Jefferson | 43.82 | -75.9175 | Map | Map | NYIS
50158 | Innovative Energy Systems Inc | 56958 | DANC LFGTE Facility | IPP Non-CHP | NY | GEN4 |  | 1.6 | 1.6 | 1.6 | Landfill Gas | LFG | IC | 4 | 2012 |  |  | (OP) Operating | [6 empty] | Jefferson | 43.82 | -75.9175 | Map | Map | NYIS
56983 | Gibson County Generation LLC | 56986 | Clinton LFGTE Facility | IPP Non-CHP | NY | GEN1 |  | 1.6 | 1.6 | 1.6 | Landfill Gas | LFG | IC | 10 | 2008 |  |  | (OP) Operating | [6 empty] | Clinton | 44.6917 | -73.5944 | Map | Map | NYIS
56983 | Gibson County Generation LLC | 56986 | Clinton LFGTE Facility | IPP Non-CHP | NY | GEN2 |  | 1.6 | 1.6 | 1.6 | Landfill Gas | LFG | IC | 10 | 2008 |  |  | (OP) Operating | [6 empty] | Clinton | 44.6917 | -73.5944 | Map | Map | NYIS
56983 | Gibson County Generation LLC | 56986 | Clinton LFGTE Facility | IPP Non-CHP | NY | GEN3 |  | 1.6 | 1.6 | 1.6 | Landfill Gas | LFG | IC | 10 | 2008 |  |  | (OP) Operating | [6 empty] | Clinton | 44.6917 | -73.5944 | Map | Map | NYIS
56983 | Gibson County Generation LLC | 56986 | Clinton LFGTE Facility | IPP Non-CHP | NY | GEN4 |  | 1.6 | 1.6 | 1.6 | Landfill Gas | LFG | IC | 8 | 2009 |  |  | (OP) Operating | [6 empty] | Clinton | 44.6917 | -73.5944 | Map | Map | NYIS
50158 | Innovative Energy Systems Inc | 56987 | Hyland LFGTE Facility | IPP Non-CHP | NY | GEN1 |  | 1.6 | 1.6 | 1.6 | Landfill Gas | LFG | IC | 8 | 2008 |  |  | (OP) Operating | [6 empty] | Allegany | 42.2853 | -78.0061 | Map | Map | NYIS
50158 | Innovative Energy Systems Inc | 56987 | Hyland LFGTE Facility | IPP Non-CHP | NY | GEN2 |  | 1.6 | 1.6 | 1.6 | Landfill Gas | LFG | IC | 8 | 2008 |  |  | (OP) Operating | [6 empty] | Allegany | 42.2853 | -78.0061 | Map | Map | NYIS
50158 | Innovative Energy Systems Inc | 56987 | Hyland LFGTE Facility | IPP Non-CHP | NY | GEN3 |  | 1.6 | 1.6 | 1.6 | Landfill Gas | LFG | IC | 8 | 2008 |  |  | (OP) Operating | [6 empty] | Allegany | 42.2853 | -78.0061 | Map | Map | NYIS
50158 | Innovative Energy Systems Inc | 57003 | Fulton LFGTE Facility | IPP Non-CHP | NY | GEN1 |  | 1.6 | 1.6 | 1.6 | Landfill Gas | LFG | IC | 6 | 2010 |  |  | (OP) Operating | [6 empty] | Fulton | 43.0142 | -74.4739 | Map | Map | NYIS
50158 | Innovative Energy Systems Inc | 57003 | Fulton LFGTE Facility | IPP Non-CHP | NY | GEN2 |  | 1.6 | 1.6 | 1.6 | Landfill Gas | LFG | IC | 6 | 2010 |  |  | (OP) Operating | [6 empty] | Fulton | 43.0142 | -74.4739 | Map | Map | NYIS
54842 | WM Renewable Energy LLC | 57021 | Waste Management Madison County LFGTE | IPP Non-CHP | NY | GEN1 |  | 1.6 | 1.6 | 1.6 | Landfill Gas | LFG | IC | 6 | 2009 |  |  | (OP) Operating | [6 empty] | Madison | 43.0336 | -75.7028 | Map | Map | NYIS
59155 | First Wind O&M, LLC | 57078 | Steel Winds II | IPP Non-CHP | NY | 1 |  | 15 | 15 | 15 | Onshore Wind Turbine | WND | WT | 1 | 2012 |  |  | (OP) Operating | [6 empty] | Erie | 42.8072 | -78.8617 | Map | Map | NYIS
50158 | Innovative Energy Systems Inc | 57186 | Chautauqua LFGTE Facility | IPP Non-CHP | NY | GEN1 |  | 1.6 | 1.6 | 1.6 | Landfill Gas | LFG | IC | 2 | 2010 |  |  | (OP) Operating | [6 empty] | Chautauqua | 42.1989 | -79.3186 | Map | Map | NYIS
50158 | Innovative Energy Systems Inc | 57186 | Chautauqua LFGTE Facility | IPP Non-CHP | NY | GEN2 |  | 1.6 | 1.6 | 1.6 | Landfill Gas | LFG | IC | 2 | 2010 |  |  | (OP) Operating | [6 empty] | Chautauqua | 42.1989 | -79.3186 | Map | Map | NYIS
50158 | Innovative Energy Systems Inc | 57186 | Chautauqua LFGTE Facility | IPP Non-CHP | NY | GEN3 |  | 1.6 | 1.6 | 1.6 | Landfill Gas | LFG | IC | 2 | 2010 |  |  | (OP) Operating | [6 empty] | Chautauqua | 42.1989 | -79.3186 | Map | Map | NYIS
50158 | Innovative Energy Systems Inc | 57186 | Chautauqua LFGTE Facility | IPP Non-CHP | NY | GEN4 |  | 1.6 | 1.6 | 1.6 | Landfill Gas | LFG | IC | 2 | 2010 |  |  | (OP) Operating | [6 empty] | Chautauqua | 42.1989 | -79.3186 | Map | Map | NYIS
50158 | Innovative Energy Systems Inc | 57186 | Chautauqua LFGTE Facility | IPP Non-CHP | NY | GEN5 |  | 1.6 | 1.6 | 1.6 | Landfill Gas | LFG | IC | 7 | 2011 |  |  | (OP) Operating | [6 empty] | Chautauqua | 42.1989 | -79.3186 | Map | Map | NYIS
50158 | Innovative Energy Systems Inc | 57186 | Chautauqua LFGTE Facility | IPP Non-CHP | NY | GEN6 |  | 1.6 | 1.6 | 1.6 | Landfill Gas | LFG | IC | 7 | 2011 |  |  | (OP) Operating | [6 empty] | Chautauqua | 42.1989 | -79.3186 | Map | Map | NYIS
15399 | Avangrid Renewables LLC | 57287 | Hardscrabble Wind Power LLC | IPP Non-CHP | NY | 1 |  | 74 | 74 | 74 | Onshore Wind Turbine | WND | WT | 1 | 2011 |  |  | (OP) Operating | [6 empty] | Herkimer | 43.1122 | -74.8789 | Map | Map | NYIS
54842 | WM Renewable Energy LLC | 57404 | Oneida Herkimer | IPP Non-CHP | NY | GEN1 |  | 1.6 | 1.6 | 1.6 | Landfill Gas | LFG | IC | 4 | 2012 |  |  | (OP) Operating | [6 empty] | Oneida | 43.4622 | -75.4183 | Map | Map | NYIS
54842 | WM Renewable Energy LLC | 57404 | Oneida Herkimer | IPP Non-CHP | NY | GEN2 |  | 1.6 | 1.6 | 1.6 | Landfill Gas | LFG | IC | 5 | 2013 |  |  | (OP) Operating | [6 empty] | Oneida | 43.4622 | -75.4183 | Map | Map | NYIS
56924 | Long Island Solar Farm LLC | 57589 | Long Island Solar Farm LLC | IPP Non-CHP | NY | 9WUBN |  | 31.5 | 31.5 | 31.5 | Solar Photovoltaic | SUN | PV | 12 | 2011 |  |  | (OP) Operating | [6 empty] | Suffolk | 40.8611 | -72.8478 | Map | Map | NYIS
4180 | Connecticut Mun Elec Engy Coop | 57600 | Fishers Island 1 | Electric Utility | NY | FI1 |  | 2.6 | 2.5 | 2.5 | Petroleum Liquids | DFO | IC | 12 | 2010 |  |  | (OP) Operating | [6 empty] | Suffolk | 41.2686 | -72.01 | Map | Map | ISNE
56977 | Zotos International | 57648 | Zotos International WPGF | Industrial Non-CHP | NY | WT1 |  | 1.7 | 1.7 | 1.7 | Onshore Wind Turbine | WND | WT | 1 | 2012 |  |  | (OP) Operating | [6 empty] | Ontario | 42.8869 | -76.9683 | Map | Map | NYIS
56977 | Zotos International | 57648 | Zotos International WPGF | Industrial Non-CHP | NY | WT2 |  | 1.7 | 1.7 | 1.7 | Onshore Wind Turbine | WND | WT | 1 | 2012 |  |  | (OP) Operating | [6 empty] | Ontario | 42.8869 | -76.9683 | Map | Map | NYIS
56991 | Astoria Energy II LLC | 57664 | Astoria Energy II | IPP Non-CHP | NY | CT3 | CC1 | 200 | 156 | 188 | Natural Gas Fired Combined Cycle | NG | CT | 7 | 2011 |  |  | (OP) Operating | [6 empty] | Queens | 40.7813 | -73.8966 | Map | Map | NYIS
56991 | Astoria Energy II LLC | 57664 | Astoria Energy II | IPP Non-CHP | NY | CT4 | CC1 | 200 | 156 | 188 | Natural Gas Fired Combined Cycle | NG | CT | 7 | 2011 |  |  | (OP) Operating | [6 empty] | Queens | 40.7813 | -73.8966 | Map | Map | NYIS
56991 | Astoria Energy II LLC | 57664 | Astoria Energy II | IPP Non-CHP | NY | ST2 | CC1 | 250 | 228 | 236 | Natural Gas Fired Combined Cycle | NG | CA | 7 | 2011 |  |  | (OP) Operating | [6 empty] | Queens | 40.7813 | -73.8966 | Map | Map | NYIS
57031 | Beacon Power LLC | 57710 | Stephentown Spindle | IPP Non-CHP | NY | SRS1 |  | 20 | 20 | 20 | Flywheels | MWH | FW | 1 | 2011 |  |  | (OP) Operating | [6 empty] | Rensselaer | 42.5565 | -73.3775 | Map | Map | NYIS
57106 | Peak Power 1, LLC | 57789 | Peak Power 1 Cogen | Commercial CHP | NY | GEN1 |  | 2.1 | 2 | 2 | Natural Gas Internal Combustion Engine | NG | IC | 7 | 2010 |  |  | (OP) Operating | [6 empty] | New York | 40.7511 | -73.9917 | Map | Map | NYIS
57106 | Peak Power 1, LLC | 57789 | Peak Power 1 Cogen | Commercial CHP | NY | GEN2 |  | 2.1 | 2 | 2 | Natural Gas Internal Combustion Engine | NG | IC | 7 | 2010 |  |  | (OP) Operating | [6 empty] | New York | 40.7511 | -73.9917 | Map | Map | NYIS
57106 | Peak Power 1, LLC | 57789 | Peak Power 1 Cogen | Commercial CHP | NY | GEN3 |  | 2.1 | 2 | 2 | Natural Gas Internal Combustion Engine | NG | IC | 7 | 2010 |  |  | (OP) Operating | [6 empty] | New York | 40.7511 | -73.9917 | Map | Map | NYIS
57120 | OBP Cogen LLC | 57798 | OBP Cogen | Commercial CHP | NY | 1OBP |  | 4.6 | 4.6 | 4.6 | Natural Gas Fired Combustion Turbine | NG | GT | 6 | 2010 |  |  | (OP) Operating | [6 empty] | New York | 40.7549 | -73.9832 | Map | Map | NYIS
58672 | Everpower Wind Holdings Inc | 57867 | Howard Wind Farm | IPP Non-CHP | NY | 1 |  | 55.4 | 51.3 | 51.3 | Onshore Wind Turbine | WND | WT | 12 | 2011 |  |  | (OP) Operating | [6 empty] | Steuben | 42.3153 | -77.5383 | Map | Map | NYIS
58672 | Everpower Wind Holdings Inc | 57867 | Howard Wind Farm | IPP Non-CHP | NY | 2 |  | 4.1 | 4.1 | 4.1 | Onshore Wind Turbine | WND | WT | 12 | 2012 |  |  | (OP) Operating | [6 empty] | Steuben | 42.3153 | -77.5383 | Map | Map | NYIS
49893 | Invenergy Services LLC | 58088 | Stony Creek Wind Farm NY | IPP Non-CHP | NY | 1 |  | 94.4 | 94.4 | 94.4 | Onshore Wind Turbine | WND | WT | 11 | 2013 |  |  | (OP) Operating | [6 empty] | Wyoming | 42.7676 | -78.4158 | Map | Map | NYIS
58110 | SUNY Old Westbury College | 58156 | SUNY Old Westbury College | Commercial Non-CHP | NY | GE |  | 1.8 | 1.8 | 1.8 | Natural Gas Internal Combustion Engine | NG | IC | 10 | 2007 |  |  | (OP) Operating | [6 empty] | Nassau | 40.7979 | -73.5657 | Map | Map | NYIS
58107 | University of Rochester | 58157 | University of Rochester | Commercial CHP | NY | HP |  | 18.2 | 17 | 17 | Natural Gas Steam Turbine | NG | ST | 10 | 2005 |  |  | (OP) Operating | [6 empty] | Monroe | 43.1239 | -77.6289 | Map | Map | NYIS
58107 | University of Rochester | 58157 | University of Rochester | Commercial CHP | NY | LP |  | 7.2 | 7.2 | 7.2 | Natural Gas Steam Turbine | NG | ST | 10 | 2005 |  |  | (OP) Operating | [6 empty] | Monroe | 43.1239 | -77.6289 | Map | Map | NYIS
58136 | William Floyd School District | 58167 | William Floyd School District | Commercial CHP | NY | GEN1 |  | 1.3 | 1.3 | 1.3 | Natural Gas Internal Combustion Engine | NG | IC | 2 | 2004 |  |  | (OP) Operating | [6 empty] | Suffolk | 40.7769 | -72.8508 | Map | Map | NYIS
58136 | William Floyd School District | 58167 | William Floyd School District | Commercial CHP | NY | GEN2 |  | 1.3 | 1.3 | 1.3 | Natural Gas Internal Combustion Engine | NG | IC | 2 | 2004 |  |  | (OP) Operating | [6 empty] | Suffolk | 40.7769 | -72.8508 | Map | Map | NYIS
58154 | Hudson Valley Community College | 58186 | HVCC Cogen Plant | Commercial CHP | NY | CG01 |  | 0.9 | 0.8 | 0.9 | Natural Gas Internal Combustion Engine | NG | IC | 4 | 2004 |  |  | (OP) Operating | [6 empty] | Rensselaer | 42.6969 | -73.68 | Map | Map | NYIS
58154 | Hudson Valley Community College | 58186 | HVCC Cogen Plant | Commercial CHP | NY | CG02 |  | 0.9 | 0.8 | 0.9 | Natural Gas Internal Combustion Engine | NG | IC | 4 | 2004 |  |  | (OP) Operating | [6 empty] | Rensselaer | 42.6969 | -73.68 | Map | Map | NYIS
58154 | Hudson Valley Community College | 58186 | HVCC Cogen Plant | Commercial CHP | NY | CG03 |  | 1.4 | 1.3 | 1.4 | Natural Gas Internal Combustion Engine | NG | IC | 4 | 2004 |  |  | (OP) Operating | [6 empty] | Rensselaer | 42.6969 | -73.68 | Map | Map | NYIS
58154 | Hudson Valley Community College | 58186 | HVCC Cogen Plant | Commercial CHP | NY | CG04 |  | 1.4 | 1.2 | 1.4 | Natural Gas Internal Combustion Engine | NG | IC | 4 | 2004 |  |  | (OP) Operating | [6 empty] | Rensselaer | 42.6969 | -73.68 | Map | Map | NYIS
58154 | Hudson Valley Community College | 58186 | HVCC Cogen Plant | Commercial CHP | NY | CG06 |  | 1.4 | 1.3 | 1.4 | Natural Gas Internal Combustion Engine | NG | IC | 8 | 2005 |  |  | (OP) Operating | [6 empty] | Rensselaer | 42.6969 | -73.68 | Map | Map | NYIS
58174 | Monroe Newpower Corporation | 58201 | Monroe Community College Plant | Commercial CHP | NY | 1 |  | 1.6 | 1.6 | 1.6 | Natural Gas Internal Combustion Engine | NG | IC | 8 | 2004 |  |  | (OP) Operating | [6 empty] | Monroe | 43.1039 | -77.6103 | Map | Map | NYIS
58174 | Monroe Newpower Corporation | 58201 | Monroe Community College Plant | Commercial CHP | NY | 2 |  | 1.6 | 1.6 | 1.6 | Natural Gas Internal Combustion Engine | NG | IC | 8 | 2004 |  |  | (OP) Operating | [6 empty] | Monroe | 43.1039 | -77.6103 | Map | Map | NYIS
58174 | Monroe Newpower Corporation | 58201 | Monroe Community College Plant | Commercial CHP | NY | 3 |  | 1.6 | 1.6 | 1.6 | Natural Gas Internal Combustion Engine | NG | IC | 8 | 2004 |  |  | (OP) Operating | [6 empty] | Monroe | 43.1039 | -77.6103 | Map | Map | NYIS
58174 | Monroe Newpower Corporation | 58201 | Monroe Community College Plant | Commercial CHP | NY | 4 |  | 1.6 | 1.6 | 1.6 | Natural Gas Internal Combustion Engine | NG | IC | 8 | 2004 |  |  | (OP) Operating | [6 empty] | Monroe | 43.1039 | -77.6103 | Map | Map | NYIS
50158 | Innovative Energy Systems Inc | 58295 | SREC Bath LFGTE | IPP Non-CHP | NY | GEN1 |  | 1.6 | 1.6 | 1.6 | Landfill Gas | LFG | IC | 11 | 2010 |  |  | (OP) Operating | [6 empty] | Steuben | 42.3223 | -77.3856 | Map | Map | NYIS
50158 | Innovative Energy Systems Inc | 58295 | SREC Bath LFGTE | IPP Non-CHP | NY | GEN2 |  | 1.6 | 1.6 | 1.6 | Landfill Gas | LFG | IC | 11 | 2010 |  |  | (OP) Operating | [6 empty] | Steuben | 42.3223 | -77.3856 | Map | Map | NYIS
58383 | CH4 Biogas LLC | 58399 | Synergy Biogas | Commercial Non-CHP | NY | 1 |  | 1.4 | 1.2 | 1.2 | Other Waste Biomass | OBG | IC | 12 | 2011 |  |  | (OP) Operating | [6 empty] | Wyoming | 42.8289 | -78.055 | Map | Map | NYIS
58487 | Montefiore Medical Center Moses Division | 58507 | Montefieor Medical Center Moses Division | Commercial CHP | NY | ES006 |  | 5.3 | 4.8 | 4.8 | Natural Gas Fired Combustion Turbine | NG | GT | 1 | 2002 |  |  | (OP) Operating | [6 empty] | Bronx | 40.8814 | -73.8803 | Map | Map | NYIS
58487 | Montefiore Medical Center Moses Division | 58507 | Montefieor Medical Center Moses Division | Commercial CHP | NY | S0001 |  | 1.6 | 1.2 | 1.2 | Natural Gas Internal Combustion Engine | NG | IC | 1 | 1994 |  |  | (OP) Operating | [6 empty] | Bronx | 40.8814 | -73.8803 | Map | Map | NYIS
58487 | Montefiore Medical Center Moses Division | 58507 | Montefieor Medical Center Moses Division | Commercial CHP | NY | S0002 |  | 1.6 | 1.2 | 1.2 | Natural Gas Internal Combustion Engine | NG | IC | 1 | 1994 |  |  | (OP) Operating | [6 empty] | Bronx | 40.8814 | -73.8803 | Map | Map | NYIS
58487 | Montefiore Medical Center Moses Division | 58507 | Montefieor Medical Center Moses Division | Commercial CHP | NY | S0003 |  | 1.6 | 1.2 | 1.2 | Natural Gas Internal Combustion Engine | NG | IC | 1 | 1994 |  |  | (OP) Operating | [6 empty] | Bronx | 40.8814 | -73.8803 | Map | Map | NYIS
58491 | Constellation Solar Holding, LLC | 58550 | Owens Corning at Bethlehem | IPP Non-CHP | NY | PV1 |  | 2 | 2 | 2 | Solar Photovoltaic | SUN | PV | 10 | 2013 |  |  | (OP) Operating | [6 empty] | Albany | 42.5869 | -73.865 | Map | Map | NYIS
57365 | Consolidated Edison Solutions Inc | 58647 | Port Richmond WWT Solar | IPP Non-CHP | NY | 1 |  | 1 | 1 | 1 | Solar Photovoltaic | SUN | PV | 7 | 2015 |  |  | (OP) Operating | [6 empty] | Richmond | 40.6381 | -74.1261 | Map | Map | NYIS
5914 | Erie Boulevard Hydropower LP | 58678 | Oswegatchie | IPP Non-CHP | NY | 1 |  | 0.9 | 0.8 | 0.8 | Conventional Hydroelectric | WAT | HY | 8 | 2002 |  |  | (OP) Operating | [6 empty] | St Lawrence | 44.27 | -75.1992 | Map | Map | NYIS
5914 | Erie Boulevard Hydropower LP | 58678 | Oswegatchie | IPP Non-CHP | NY | 2 |  | 0.9 | 0.8 | 0.8 | Conventional Hydroelectric | WAT | HY | 8 | 2002 |  |  | (OP) Operating | [6 empty] | St Lawrence | 44.27 | -75.1992 | Map | Map | NYIS
5914 | Erie Boulevard Hydropower LP | 58679 | Upper Newton Falls | IPP Non-CHP | NY | 2 |  | 0.6 | 0.6 | 0.5 | Conventional Hydroelectric | WAT | HY | 1 | 1927 |  |  | (OP) Operating | [6 empty] | St Lawrence | 44.2144 | -74.9914 | Map | Map | NYIS
5914 | Erie Boulevard Hydropower LP | 58679 | Upper Newton Falls | IPP Non-CHP | NY | 3 |  | 0.6 | 0.6 | 0.5 | Conventional Hydroelectric | WAT | HY | 1 | 1927 |  |  | (OP) Operating | [6 empty] | St Lawrence | 44.2144 | -74.9914 | Map | Map | NYIS
5914 | Erie Boulevard Hydropower LP | 58679 | Upper Newton Falls | IPP Non-CHP | NY | 4 |  | 0.3 | 0.2 | 0.2 | Conventional Hydroelectric | WAT | HY | 1 | 1927 |  |  | (OP) Operating | [6 empty] | St Lawrence | 44.2144 | -74.9914 | Map | Map | NYIS
49893 | Invenergy Services LLC | 58768 | Marsh Hill Wind Farm | IPP Non-CHP | NY | 1 |  | 16.2 | 16.2 | 16.2 | Onshore Wind Turbine | WND | WT | 11 | 2014 |  |  | (OP) Operating | [6 empty] | Steuben | 42.1639 | -77.5289 | Map | Map | NYIS
58677 | CD US Solar MT1 LLC | 58785 | Brentwood Solar | IPP Non-CHP | NY | BRT1 |  | 1 | 1 | 1 | Solar Photovoltaic | SUN | PV | 11 | 2011 |  |  | (OP) Operating | [6 empty] | Suffolk | 40.7814 | -73.2439 | Map | Map | NYIS
58677 | CD US Solar MT1 LLC | 58786 | Deer Park | IPP Non-CHP | NY | DRP1 |  | 2.5 | 2.5 | 2.5 | Solar Photovoltaic | SUN | PV | 12 | 2012 |  |  | (OP) Operating | [6 empty] | Suffolk | 40.7608 | -73.1939 | Map | Map | NYIS
58677 | CD US Solar MT1 LLC | 58787 | Dennison | IPP Non-CHP | NY | DNN1 |  | 2 | 2 | 2 | Solar Photovoltaic | SUN | PV | 4 | 2011 |  |  | (OP) Operating | [6 empty] | Suffolk | 40.7631 | -73.3236 | Map | Map | NYIS
58677 | CD US Solar MT1 LLC | 58788 | North County | IPP Non-CHP | NY | NRT1 |  | 1 | 1 | 1 | Solar Photovoltaic | SUN | PV | 4 | 2011 |  |  | (OP) Operating | [6 empty] | Suffolk | 40.7631 | -73.3236 | Map | Map | NYIS
58677 | CD US Solar MT1 LLC | 58789 | Riverhead | IPP Non-CHP | NY | RVH1 |  | 1.5 | 1.5 | 1.5 | Solar Photovoltaic | SUN | PV | 4 | 2011 |  |  | (OP) Operating | [6 empty] | Suffolk | 40.8261 | -73.2322 | Map | Map | NYIS
58677 | CD US Solar MT1 LLC | 58790 | Cohalan | IPP Non-CHP | NY | CLN1 |  | 2.5 | 2.5 | 2.5 | Solar Photovoltaic | SUN | PV | 9 | 2012 |  |  | (OP) Operating | [6 empty] | Suffolk | 40.7625 | -73.1944 | Map | Map | NYIS
58677 | CD US Solar MT1 LLC | 58790 | Cohalan | IPP Non-CHP | NY | CLN2 |  | 1.5 | 1.5 | 1.5 | Solar Photovoltaic | SUN | PV | 12 | 2012 |  |  | (OP) Operating | [6 empty] | Suffolk | 40.7625 | -73.1944 | Map | Map | NYIS
58697 | UTS Project Company HNY-1 LLC | 58815 | Hilton NY Co Gen Plant | IPP CHP | NY | 1 |  | 1.8 | 1.8 | 1.8 | Natural Gas Internal Combustion Engine | NG | IC | 2 | 2013 |  |  | (OP) Operating | [6 empty] | New York | 40.7625 | -73.9792 | Map | Map | NYIS
58756 | Albany Engineering Corporation | 58873 | Stuyvesant Falls | IPP Non-CHP | NY | UNIT1 |  | 3 | 2 | 3 | Conventional Hydroelectric | WAT | HY | 12 | 2012 |  |  | (OP) Operating | [6 empty] | Columbia | 42.3514 | -73.7339 | Map | Map | NYIS
58756 | Albany Engineering Corporation | 58873 | Stuyvesant Falls | IPP Non-CHP | NY | UNIT2 |  | 3 | 2 | 3 | Conventional Hydroelectric | WAT | HY | 12 | 2012 |  |  | (OP) Operating | [6 empty] | Columbia | 42.3514 | -73.7339 | Map | Map | NYIS
58661 | Sustainable Power Group, LLC | 59274 | Sutter Greeworks LLC | IPP Non-CHP | NY | SUTTG |  | 5 | 5 | 5 | Solar Photovoltaic | SUN | PV | 10 | 2015 |  |  | (OP) Operating | [6 empty] | Suffolk | 40.9281 | -72.7711 | Map | Map | NYIS
58661 | Sustainable Power Group, LLC | 59275 | Sterlington Greenworks LLC | IPP Non-CHP | NY | STERG |  | 1.3 | 1.3 | 1.3 | Solar Photovoltaic | SUN | PV | 10 | 2015 |  |  | (OP) Operating | [6 empty] | Suffolk | 41.0675 | -72.4403 | Map | Map | NYIS
58661 | Sustainable Power Group, LLC | 59276 | Leavenworth Greenworks LLC | IPP Non-CHP | NY | LEAVG |  | 9.5 | 9.5 | 9.5 | Solar Photovoltaic | SUN | PV | 6 | 2016 |  |  | (OP) Operating | [6 empty] | Suffolk | 40.9253 | -72.7633 | Map | Map | NYIS
59219 | Albany Medical Center | 59453 | Albany Medical Ctr Cogen Plant | Commercial CHP | NY | GTG1 |  | 4.6 | 3.5 | 5.3 | Natural Gas Fired Combustion Turbine | NG | GT | 3 | 2013 |  |  | (OP) Operating | [6 empty] | Albany | 42.655 | -73.7777 | Map | Map | NYIS
59237 | Ulysses Solar, LLC | 59470 | Cornell Snyder Road Solar Array | IPP Non-CHP | NY | CSR1 |  | 1.8 | 1.8 | 1.4 | Solar Photovoltaic | SUN | PV | 11 | 2014 |  |  | (OP) Operating | [6 empty] | Tompkins | 42.4975 | -76.46 | Map | Map | NYIS
59356 | SSA Solar of NY LLC | 59613 | Town of Williamson Landfill PV | Commercial Non-CHP | NY | TWLL |  | 1.2 | 1.2 | 1.2 | Solar Photovoltaic | SUN | PV | 12 | 2014 |  |  | (OP) Operating | [6 empty] | Wayne | 43.2444 | -77.1747 | Map | Map | NYIS
59360 | Clarkson Solar LLC | 59623 | Clarkson Solar | IPP Non-CHP | NY | CSPV |  | 2 | 2 | 2 | Solar Photovoltaic | SUN | PV | 11 | 2014 |  |  | (OP) Operating | [6 empty] | St Lawrence | 44.6719 | -74.9494 | Map | Map | NYIS
59362 | Jericho Rise Wind Farm LLC | 59629 | Jericho Rise Wind Farm LLC | IPP Non-CHP | NY | GEN1 |  | 77.7 | 77.7 | 77.7 | Onshore Wind Turbine | WND | WT | 12 | 2016 |  |  | (OP) Operating | [6 empty] | Franklin | 44.8889 | -74.1033 | Map | Map | NYIS
59474 | BQ Energy LLC | 59705 | Steel Sun | IPP Non-CHP | NY | SSUN2 |  | 2 | 2 | 1.7 | Solar Photovoltaic | SUN | PV | 12 | 2016 |  |  | (OP) Operating | [6 empty] | Erie | 42.8128 | -78.8453 | Map | Map | NYIS
60947 | Tesla Inc. | 59789 | Millbrook School | IPP Non-CHP | NY | PV1 |  | 1.4 | 1.4 | 1.4 | Solar Photovoltaic | SUN | PV | 3 | 2015 |  |  | (OP) Operating | [6 empty] | Dutchess | 41.8458 | -73.6195 | Map | Map | NYIS
59597 | Broome Energy Resources, LLC | 59816 | Nanticoke LFG | IPP Non-CHP | NY | BR12 |  | 4 | 4 | 4 | Landfill Gas | LFG | IC | 3 | 2006 |  |  | (OP) Operating | [6 empty] | Broome | 42.2437 | -75.9825 | Map | Map | NYIS
60790 | Clarkstown Solar LLC | 60004 | Clarkstown Landfill Solar Facility | IPP Non-CHP | NY | INV#1 |  | 1 | 1 | 1 | Solar Photovoltaic | SUN | PV | 12 | 2014 |  |  | (OP) Operating | [6 empty] | Rockland | 41.1004 | -73.9516 | Map | Map | NYIS
60790 | Clarkstown Solar LLC | 60004 | Clarkstown Landfill Solar Facility | IPP Non-CHP | NY | INV#2 |  | 1 | 1 | 1 | Solar Photovoltaic | SUN | PV | 12 | 2014 |  |  | (OP) Operating | [6 empty] | Rockland | 41.1004 | -73.9516 | Map | Map | NYIS
60947 | Tesla Inc. | 60097 | Onondaga County - Metro Water Board | IPP Non-CHP | NY | PV1 |  | 1 | 1 | 1 | Solar Photovoltaic | SUN | PV | 2 | 2016 |  |  | (OP) Operating | [6 empty] | Onondaga | 43.1838 | -76.2241 | Map | Map | NYIS
60947 | Tesla Inc. | 60098 | Onondaga County - Oak Orchard WWTP | IPP Non-CHP | NY | PV1 |  | 2 | 2 | 2 | Solar Photovoltaic | SUN | PV | 11 | 2017 |  |  | (OP) Operating | [6 empty] | Onondaga | 43.1727 | -76.1301 | Map | Map | NYIS
60947 | Tesla Inc. | 60114 | Oneida County- DPW | IPP Non-CHP | NY | PV1 |  | 1.5 | 1.5 | 1.5 | Solar Photovoltaic | SUN | PV | 10 | 2017 |  |  | (OP) Operating | [6 empty] | Oneida | 43.1508 | -75.3713 | Map | Map | ISNE
60947 | Tesla Inc. | 60115 | Town of Halfmoon | IPP Non-CHP | NY | PV1 |  | 1 | 1 | 1 | Solar Photovoltaic | SUN | PV | 6 | 2017 |  |  | (OP) Operating | [6 empty] | Saratoga | 42.835 | -73.6757 | Map | Map | ISNE
59942 | Argos Solar LLC | 60150 | Cornell Geneva Solar Farm | IPP Non-CHP | NY | ARGOS |  | 2 | 2 | 2 | Solar Photovoltaic | SUN | PV | 12 | 2015 |  |  | (OP) Operating | [6 empty] | Ontario | 42.866 | -77.031 | Map | Map | NYIS
60947 | Tesla Inc. | 60229 | Orange County Solar Farm (NY) | IPP Non-CHP | NY | PV1 |  | 1.5 | 1.5 | 1.5 | Solar Photovoltaic | SUN | PV | 5 | 2017 |  |  | (OP) Operating | [6 empty] | Orange | 41.4049 | -74.3595 | Map | Map | ISNE
60947 | Tesla Inc. | 60232 | Onondaga County- Jamesville | IPP Non-CHP | NY | PV1 |  | 2 | 2 | 2 | Solar Photovoltaic | SUN | PV | 3 | 2018 |  |  | (OP) Operating | [6 empty] | Onondaga | 42.9866 | -76.0642 | Map | Map | NYIS
60163 | Soltage LLC | 60365 | Vulcraft Solar | IPP Non-CHP | NY | VULC |  | 1.6 | 1.6 | 1.6 | Solar Photovoltaic | SUN | PV | 11 | 2013 |  |  | (OP) Operating | [6 empty] | Chemung | 42.0059 | -76.6193 | Map | Map | NYIS
57081 | WGL Energy Systems, Inc | 60425 | Skidmore College | IPP Non-CHP | NY | SO049 |  | 2 | 2 | 2 | Solar Photovoltaic | SUN | PV | 7 | 2014 |  |  | (OP) Operating | [6 empty] | Saratoga | 43.0937 | -73.8113 | Map | Map | NYIS
60231 | SEC LHNY Solar One, LLC | 60431 | Tompkins Cortland Community College | IPP Non-CHP | NY | TC3 |  | 2 | 2 | 2 | Solar Photovoltaic | SUN | PV | 5 | 2015 |  |  | (OP) Operating | [6 empty] | Tompkins | 42.5025 | -76.2865 | Map | Map | NYIS
57081 | WGL Energy Systems, Inc | 60452 | Calverton | IPP Non-CHP | NY | CALV |  | 3.9 | 3.9 | 3.9 | Solar Photovoltaic | SUN | PV | 10 | 2015 |  |  | (OP) Operating | [6 empty] | Suffolk | 40.9211 | -72.7437 | Map | Map | NYIS
57081 | WGL Energy Systems, Inc | 60453 | Cummins, Inc | IPP Non-CHP | NY | CUMM |  | 2 | 2 | 2 | Solar Photovoltaic | SUN | PV | 6 | 2015 |  |  | (OP) Operating | [6 empty] | Chautauqua | 42.0812 | -79.3612 | Map | Map | NYIS
57081 | WGL Energy Systems, Inc | 60454 | Houghton | IPP Non-CHP | NY | HOUGH |  | 2.6 | 2.6 | 2.6 | Solar Photovoltaic | SUN | PV | 4 | 2015 |  |  | (OP) Operating | [6 empty] | Allegany | 42.4267 | -78.1566 | Map | Map | NYIS
60239 | Oneida DG Solar, LLC | 60455 | Oneida - South | IPP Non-CHP | NY | ONS |  | 1.9 | 1.9 | 1.9 | Solar Photovoltaic | SUN | PV | 12 | 2015 |  |  | (OP) Operating | [6 empty] | Oneida | 43.1664 | -75.3869 | Map | Map | NYIS
60239 | Oneida DG Solar, LLC | 60456 | Oneida - West | IPP Non-CHP | NY | ONW |  | 1.9 | 1.9 | 1.9 | Solar Photovoltaic | SUN | PV | 12 | 2015 |  |  | (OP) Operating | [6 empty] | Oneida | 43.1696 | -75.4049 | Map | Map | NYIS
60947 | Tesla Inc. | 60462 | Onondaga County- Clearwater | IPP Non-CHP | NY | PV1 |  | 2 | 2 | 2 | Solar Photovoltaic | SUN | PV | 7 | 2017 |  |  | (OP) Operating | [6 empty] | Oswego | 43.4293 | -76.5157 | Map | Map | ISNE
60947 | Tesla Inc. | 60463 | Greene County Meter #1 | IPP Non-CHP | NY | PV1 |  | 1.6 | 1.6 | 1.6 | Solar Photovoltaic | SUN | PV | 2 | 2018 |  |  | (OP) Operating | [6 empty] | Greene | 42.2948 | -74.0008 | Map | Map | ISNE
60250 | DG Bethlehem Solar, LLC | 60477 | Bethlehem - East | IPP Non-CHP | NY | BE |  | 1.7 | 1.7 | 1.7 | Solar Photovoltaic | SUN | PV | 3 | 2016 |  |  | (OP) Operating | [6 empty] | Albany | 42.539 | -73.8243 | Map | Map | NYIS
60250 | DG Bethlehem Solar, LLC | 60478 | Bethlehem - West | IPP Non-CHP | NY | BW |  | 1 | 1 | 1 | Solar Photovoltaic | SUN | PV | 3 | 2016 |  |  | (OP) Operating | [6 empty] | Albany | 42.539 | -73.8243 | Map | Map | NYIS
60401 | Tannery Road Solar, LLC | 60677 | Tannery Road Landfill | Commercial Non-CHP | NY | TRSP |  | 2 | 2 | 2 | Solar Photovoltaic | SUN | PV | 8 | 2016 |  |  | (OP) Operating | [6 empty] | Oneida | 43.239 | -75.5346 | Map | Map | NYIS
60947 | Tesla Inc. | 60817 | Sullivan County - Adult Care Solar | IPP Non-CHP | NY | PV1 |  | 2 | 2 | 2 | Solar Photovoltaic | SUN | PV | 5 | 2017 |  |  | (OP) Operating | [6 empty] | Sullivan | 41.7966 | -74.7081 | Map | Map | NYIS
61060 | Cypress Creek Renewables | 60819 | Jefferson-Lewis BOCES Solar | IPP Non-CHP | NY | PV1 |  | 2 | 2 | 2 | Solar Photovoltaic | SUN | PV | 12 | 2017 |  |  | (OP) Operating | [6 empty] | Jefferson | 43.971 | -75.9698 | Map | Map | NYIS
60584 | Onyx Asset Services Group | 60967 | Onyx - Lamphear Road | IPP Non-CHP | NY | 10016 |  | 2 | 2 | 2 | Solar Photovoltaic | SUN | PV | 10 | 2016 |  |  | (OP) Operating | [6 empty] | Oneida | 43.1841 | -75.4767 | Map | Map | NYIS
60643 | Artemis Solar LLC | 61003 | Musgrave East Solar Farm | IPP Non-CHP | NY | CMUSW |  | 2 | 2 | 2 | Solar Photovoltaic | SUN | PV | 12 | 2016 |  |  | (OP) Operating | [6 empty] | Cayuga | 42.7315 | -76.6637 | Map | Map | NYIS
54842 | WM Renewable Energy LLC | 61012 | Mill Seat Renewable Energy Facility | IPP Non-CHP | NY | GEN1 |  | 0.8 | 0.8 | 0.8 | Landfill Gas | LFG | IC | 7 | 2007 |  |  | (OP) Operating | [6 empty] | Genesee | 43.0637 | -77.9329 | Map | Map | NYIS
54842 | WM Renewable Energy LLC | 61012 | Mill Seat Renewable Energy Facility | IPP Non-CHP | NY | GEN2 |  | 0.8 | 0.8 | 0.8 | Landfill Gas | LFG | IC | 7 | 2007 |  |  | (OP) Operating | [6 empty] | Genesee | 43.0637 | -77.9329 | Map | Map | NYIS
54842 | WM Renewable Energy LLC | 61012 | Mill Seat Renewable Energy Facility | IPP Non-CHP | NY | GEN3 |  | 0.8 | 0.8 | 0.8 | Landfill Gas | LFG | IC | 7 | 2007 |  |  | (OP) Operating | [6 empty] | Genesee | 43.0637 | -77.9329 | Map | Map | NYIS
54842 | WM Renewable Energy LLC | 61012 | Mill Seat Renewable Energy Facility | IPP Non-CHP | NY | GEN4 |  | 0.8 | 0.8 | 0.8 | Landfill Gas | LFG | IC | 7 | 2007 |  |  | (OP) Operating | [6 empty] | Genesee | 43.0637 | -77.9329 | Map | Map | NYIS
54842 | WM Renewable Energy LLC | 61012 | Mill Seat Renewable Energy Facility | IPP Non-CHP | NY | GEN5 |  | 0.8 | 0.8 | 0.8 | Landfill Gas | LFG | IC | 7 | 2007 |  |  | (OP) Operating | [6 empty] | Genesee | 43.0637 | -77.9329 | Map | Map | NYIS
54842 | WM Renewable Energy LLC | 61012 | Mill Seat Renewable Energy Facility | IPP Non-CHP | NY | GEN6 |  | 0.8 | 0.8 | 0.8 | Landfill Gas | LFG | IC | 7 | 2007 |  |  | (OP) Operating | [6 empty] | Genesee | 43.0637 | -77.9329 | Map | Map | NYIS
54842 | WM Renewable Energy LLC | 61012 | Mill Seat Renewable Energy Facility | IPP Non-CHP | NY | GEN7 |  | 0.8 | 0.8 | 0.8 | Landfill Gas | LFG | IC | 7 | 2007 |  |  | (OP) Operating | [6 empty] | Genesee | 43.0637 | -77.9329 | Map | Map | NYIS
54842 | WM Renewable Energy LLC | 61012 | Mill Seat Renewable Energy Facility | IPP Non-CHP | NY | GEN8 |  | 0.8 | 0.8 | 0.8 | Landfill Gas | LFG | IC | 7 | 2007 |  |  | (OP) Operating | [6 empty] | Genesee | 43.0637 | -77.9329 | Map | Map | NYIS
60643 | Artemis Solar LLC | 61015 | Musgrave West Solar Farm | IPP Non-CHP | NY | CMUSW |  | 2 | 2 | 2 | Solar Photovoltaic | SUN | PV | 12 | 2016 |  |  | (OP) Operating | [6 empty] | Cayuga | 42.7315 | -76.6637 | Map | Map | NYIS
60669 | Laertes Solar LLC | 61030 | Harford Solar Farm | IPP Non-CHP | NY | CMUSW |  | 2 | 2 | 2 | Solar Photovoltaic | SUN | PV | 12 | 2016 |  |  | (OP) Operating | [6 empty] | Tompkins | 42.448 | -76.245 | Map | Map | NYIS
60571 | AEP Onsite Partners | 61042 | Canandaigua Westbrook Solar Array | IPP Non-CHP | NY | PV1 |  | 2 | 1.6 | 1.6 | Solar Photovoltaic | SUN | PV | 3 | 2017 |  |  | (OP) Operating | [6 empty] | Ontario | 42.8691 | -77.2845 | Map | Map
60571 | AEP Onsite Partners | 61043 | Canandaigua Solar Array | IPP Non-CHP | NY | PV1 |  | 2 | 2 | 2 | Solar Photovoltaic | SUN | PV | 12 | 2016 |  |  | (OP) Operating | [6 empty] | Ontario | 42.8689 | -77.2846 | Map | Map
58756 | Albany Engineering Corporation | 61207 | Green Island Hydroelectric Station | IPP Non-CHP | NY | UNIT1 |  | 1.5 | 1.5 | 1.5 | Conventional Hydroelectric | WAT | HY | 11 | 1922 |  |  | (OP) Operating | [6 empty] | Albany | 42.7481 | -73.6902 | Map | Map | NYIS
58756 | Albany Engineering Corporation | 61207 | Green Island Hydroelectric Station | IPP Non-CHP | NY | UNIT2 |  | 1.5 | 1.5 | 1.5 | Conventional Hydroelectric | WAT | HY | 11 | 1922 |  |  | (OP) Operating | [6 empty] | Albany | 42.7481 | -73.6902 | Map | Map | NYIS
58756 | Albany Engineering Corporation | 61207 | Green Island Hydroelectric Station | IPP Non-CHP | NY | UNIT3 |  | 1.5 | 1.5 | 1.5 | Conventional Hydroelectric | WAT | HY | 11 | 1922 |  |  | (OP) Operating | [6 empty] | Albany | 42.7481 | -73.6902 | Map | Map | NYIS
58756 | Albany Engineering Corporation | 61207 | Green Island Hydroelectric Station | IPP Non-CHP | NY | UNIT4 |  | 1.5 | 1.5 | 1.5 | Conventional Hydroelectric | WAT | HY | 11 | 1922 |  |  | (OP) Operating | [6 empty] | Albany | 42.7481 | -73.6902 | Map | Map | NYIS
60833 | Finger Lakes Solar I, LLC | 61210 | Finger Lakes Solar I | IPP Non-CHP | NY | FLS1 |  | 2 | 1.9 | 0.5 | Solar Photovoltaic | SUN | PV | 11 | 2016 |  |  | (OP) Operating | [6 empty] | Ontario | 42.814 | -77.0456 | Map | Map | NYIS
60883 | NY - PRESBYTERIAN HOSPITAL-525 E 68TH ST | 61238 | NY - Presbyt. Hospital - 525 E 68TH St | Commercial CHP | NY | CGTB |  | 7.7 | 7.7 | 7.7 | Natural Gas Fired Combustion Turbine | NG | GT | 5 | 2009 |  |  | (OP) Operating | [6 empty] | New York | 40.7644 | -73.9539 | Map | Map | NYIS
61012 | AES Distributed Energy | 61376 | Cedar Creek PV | IPP Non-CHP | NY | CEDR1 |  | 1.8 | 1.8 | 1.8 | Solar Photovoltaic | SUN | PV | 6 | 2017 |  |  | (OP) Operating | [6 empty] | Nassau | 40.6489 | -73.5067 | Map | Map | NYIS
60571 | AEP Onsite Partners | 61389 | Letchworth Solar Project | IPP Non-CHP | NY | PV1 |  | 1.2 | 1.2 | 1.2 | Solar Photovoltaic | SUN | PV | 6 | 2017 |  |  | (OP) Operating | [6 empty] | Wyoming | 42.619 | -78.1795 | Map | Map | NYIS
61050 | The NY Times Production Facility | 61414 | NY Times Daily Production Facility | Industrial Non-CHP | NY | GEN1 |  | 2 | 2 | 2 | Petroleum Liquids | DFO | IC | 9 | 2005 |  |  | (OP) Operating | [6 empty] | Queens | 40.7754 | -73.8309 | Map | Map | NYIS
61050 | The NY Times Production Facility | 61414 | NY Times Daily Production Facility | Industrial Non-CHP | NY | GEN2 |  | 2 | 2 | 2 | Petroleum Liquids | DFO | IC | 9 | 2005 |  |  | (OP) Operating | [6 empty] | Queens | 40.7754 | -73.8309 | Map | Map | NYIS
61050 | The NY Times Production Facility | 61414 | NY Times Daily Production Facility | Industrial Non-CHP | NY | GEN3 |  | 2 | 2 | 2 | Petroleum Liquids | DFO | IC | 9 | 2005 |  |  | (OP) Operating | [6 empty] | Queens | 40.7754 | -73.8309 | Map | Map | NYIS
61050 | The NY Times Production Facility | 61414 | NY Times Daily Production Facility | Industrial Non-CHP | NY | GEN4 |  | 2 | 2 | 2 | Petroleum Liquids | DFO | IC | 9 | 2005 |  |  | (OP) Operating | [6 empty] | Queens | 40.7754 | -73.8309 | Map | Map | NYIS
61050 | The NY Times Production Facility | 61414 | NY Times Daily Production Facility | Industrial Non-CHP | NY | GEN5 |  | 2 | 2 | 2 | Petroleum Liquids | DFO | IC | 8 | 2008 |  |  | (OP) Operating | [6 empty] | Queens | 40.7754 | -73.8309 | Map | Map | NYIS
61050 | The NY Times Production Facility | 61414 | NY Times Daily Production Facility | Industrial Non-CHP | NY | GEN6 |  | 2 | 2 | 2 | Petroleum Liquids | DFO | IC | 8 | 2008 |  |  | (OP) Operating | [6 empty] | Queens | 40.7754 | -73.8309 | Map | Map | NYIS
61093 | SL Babylon, LLC | 61487 | SL Babylon | IPP Non-CHP | NY | SLBAB |  | 9 | 9 | 9 | Solar Photovoltaic | SUN | PV | 12 | 2017 |  |  | (OP) Operating | [6 empty] | Suffolk | 40.7308 | -73.3758 | Map | Map
61094 | NYU LANGONE HEALTH | 61488 | NYU LANGONE HEALTH | Commercial Non-CHP | NY | GT |  | 7.5 | 7.5 | 7.5 | Natural Gas Fired Combustion Turbine | NG | GT | 6 | 2016 |  |  | (OP) Operating | [6 empty] | New York | 40.7468 | -73.9722 | Map | Map
61012 | AES Distributed Energy | 61509 | Monroe County Sites A & B | IPP Non-CHP | NY | MONA |  | 1.7 | 1.7 | 1.7 | Solar Photovoltaic | SUN | PV | 12 | 2017 |  |  | (OP) Operating | [6 empty] | Monroe | 43.1741 | -77.3922 | Map | Map | NY
61012 | AES Distributed Energy | 61509 | Monroe County Sites A & B | IPP Non-CHP | NY | MONB |  | 1.7 | 1.7 | 1.7 | Solar Photovoltaic | SUN | PV | 12 | 2017 |  |  | (OP) Operating | [6 empty] | Monroe | 43.1741 | -77.3922 | Map | Map | NY
61012 | AES Distributed Energy | 61510 | Monroe County Sites C, D, & E | IPP Non-CHP | NY | MONC |  | 2 | 2 | 2 | Solar Photovoltaic | SUN | PV | 12 | 2017 |  |  | (OP) Operating | [6 empty] | Monroe | 43.3188 | -77.7402 | Map | Map | NY
61012 | AES Distributed Energy | 61510 | Monroe County Sites C, D, & E | IPP Non-CHP | NY | MOND |  | 2 | 2 | 2 | Solar Photovoltaic | SUN | PV | 12 | 2017 |  |  | (OP) Operating | [6 empty] | Monroe | 43.3188 | -77.7402 | Map | Map | NY
61012 | AES Distributed Energy | 61510 | Monroe County Sites C, D, & E | IPP Non-CHP | NY | MONE |  | 2 | 2 | 2 | Solar Photovoltaic | SUN | PV | 12 | 2017 |  |  | (OP) Operating | [6 empty] | Monroe | 43.3188 | -77.7402 | Map | Map | NY
60571 | AEP Onsite Partners | 61604 | Camden CSD Solar Array | IPP Non-CHP | NY | 1 |  | 1.8 | 1.8 | 1.8 | Solar Photovoltaic | SUN | PV | 12 | 2017 |  |  | (OP) Operating | [6 empty] | Oneida | 43.3123 | -75.6953 | Map | Map | NYIS
61252 | C-S Canal Hydro, LLC | 61641 | Seneca Falls Hydroelectric Project | IPP Non-CHP | NY | 23 |  | 1.7 | 1.7 | 1.7 | Conventional Hydroelectric | WAT | HY | 1 | 1917 |  |  | (OP) Operating | [6 empty] | Seneca | 42.9153 | -76.7867 | Map | Map | NYIS
61252 | C-S Canal Hydro, LLC | 61641 | Seneca Falls Hydroelectric Project | IPP Non-CHP | NY | 24 |  | 1.7 | 1.7 | 1.7 | Conventional Hydroelectric | WAT | HY | 1 | 1917 |  |  | (OP) Operating | [6 empty] | Seneca | 42.9153 | -76.7867 | Map | Map | NYIS
61252 | C-S Canal Hydro, LLC | 61641 | Seneca Falls Hydroelectric Project | IPP Non-CHP | NY | 25 |  | 1.7 | 1.7 | 1.7 | Conventional Hydroelectric | WAT | HY | 1 | 1917 |  |  | (OP) Operating | [6 empty] | Seneca | 42.9153 | -76.7867 | Map | Map | NYIS
61252 | C-S Canal Hydro, LLC | 61642 | Waterloo Hydroelectric Project | IPP Non-CHP | NY | 10 |  | 0.5 | 0.5 | 0.5 | Conventional Hydroelectric | WAT | HY | 1 | 1915 |  |  | (OP) Operating | [6 empty] | Seneca | 42.9019 | -76.8623 | Map | Map | NYIS
61252 | C-S Canal Hydro, LLC | 61642 | Waterloo Hydroelectric Project | IPP Non-CHP | NY | 11 |  | 0.5 | 0.5 | 0.5 | Conventional Hydroelectric | WAT | HY | 1 | 1915 |  |  | (OP) Operating | [6 empty] | Seneca | 42.9019 | -76.8623 | Map | Map | NYIS
61252 | C-S Canal Hydro, LLC | 61642 | Waterloo Hydroelectric Project | IPP Non-CHP | NY | 12 |  | 0.5 | 0.5 | 0.5 | Conventional Hydroelectric | WAT | HY | 1 | 1915 |  |  | (OP) Operating | [6 empty] | Seneca | 42.9019 | -76.8623 | Map | Map | NYIS
61347 | Scotch Settlement | 61717 | IRE Solar I, LLC | IPP Non-CHP | NY | SSIRE |  | 1 | 1 | 1 | Solar Photovoltaic | SUN | PV | 12 | 2017 |  |  | (OP) Operating | [6 empty] | St Lawrence | 44.3 | -75.5 | Map | Map | NYIS
60584 | Onyx Asset Services Group | 61724 | Onyx - Saratoga Springs Landfill Solar | IPP Non-CHP | NY | 10254 |  | 2 | 2 | 2 | Solar Photovoltaic | SUN | PV | 11 | 2017 |  |  | (OP) Operating | [6 empty] | Saratoga | 43.0969 | -73.7449 | Map | Map | ISNE
60571 | AEP Onsite Partners | 61725 | Madison County | IPP Non-CHP | NY | PV1 |  | 1.8 | 1.8 | 1.8 | Solar Photovoltaic | SUN | PV | 8 | 2017 |  |  | (OP) Operating | [6 empty] | Madison | 43.0283 | -75.701 | Map | Map | NYIS
61363 | Seneca Nation | 61734 | Seneca Nation Cattaraugus Wind Turbine | Commercial Non-CHP | NY | 1 |  | 1.5 | 1.5 | 1.5 | Onshore Wind Turbine | WND | WT | 3 | 2017 |  |  | (OP) Operating | [6 empty] | Erie | 42.5809 | -79.1027 | Map | Map | NYIS
61364 | Lockheed Martin RMS Syracuse | 61739 | Lockheed Martin RMS Syracuse | Industrial Non-CHP | NY | SYR1 |  | 1 | 1 | 1 | Batteries | MWH | BA | 8 | 2017 |  |  | (OP) Operating | [6 empty] | Onondaga | 43.1096 | -76.1892 | Map | Map | NYIS
61391 | Gore Mountain Solar II, LLC | 61764 | Gore Mountain Solar II | IPP Non-CHP | NY | SNWH2 |  | 2 | 2 | 2 | Solar Photovoltaic | SUN | PV | 9 | 2016 |  |  | (OP) Operating | [6 empty] | Washington | 43.5434 | -73.3231 | Map | Map | IS
61387 | HGS solar I, LLC | 61765 | HGS Solar I | IPP Non-CHP | NY | SNWH1 |  | 2 | 2 | 2 | Solar Photovoltaic | SUN | PV | 9 | 2016 |  |  | (OP) Operating | [6 empty] | Washington | 43.5437 | -73.3253 | Map | Map | IS
61012 | AES Distributed Energy | 61804 | City of Rochester Solar | IPP Non-CHP | NY | ROC01 |  | 1.8 | 1.8 | 1.8 | Solar Photovoltaic | SUN | PV | 12 | 2017 |  |  | (OP) Operating | [6 empty] | Monroe | 43.1769 | -77.6785 | Map | Map | NYIS
58971 | Danskammer Energy | 2480 | Danskammer Generating Station | IPP Non-CHP | NY | 5 |  | 2.7 | 2.5 | 2.5 | Petroleum Liquids | DFO | IC | 1 | 1967 |  |  | (SB) Standby/Backup: available for service but not normally used | [6 empty] | Orange | 41.5712 | -73.975 | Map | Map | NYIS
58971 | Danskammer Energy | 2480 | Danskammer Generating Station | IPP Non-CHP | NY | 6 |  | 2.7 | 2.5 | 2.5 | Petroleum Liquids | DFO | IC | 1 | 1967 |  |  | (SB) Standby/Backup: available for service but not normally used | [6 empty] | Orange | 41.5712 | -73.975 | Map | Map | NYIS
61130 | Helix Ravenswood, LLC | 2500 | Ravenswood | IPP Non-CHP | NY | GT1 |  | 18.6 | 8.7 | 11.4 | Natural Gas Fired Combustion Turbine | NG | GT | 7 | 1967 |  |  | (SB) Standby/Backup: available for service but not normally used | [6 empty] | Queens | 40.7592 | -73.9461 | Map | Map | NYIS
61130 | Helix Ravenswood, LLC | 2500 | Ravenswood | IPP Non-CHP | NY | GT10 |  | 25 | 19.2 | 22.2 | Natural Gas Fired Combustion Turbine | NG | GT | 7 | 1969 |  |  | (SB) Standby/Backup: available for service but not normally used | [6 empty] | Queens | 40.7592 | -73.9461 | Map | Map | NYIS
61130 | Helix Ravenswood, LLC | 2500 | Ravenswood | IPP Non-CHP | NY | GT11 |  | 25 | 17.3 | 23.1 | Natural Gas Fired Combustion Turbine | NG | GT | 6 | 1969 |  |  | (SB) Standby/Backup: available for service but not normally used | [6 empty] | Queens | 40.7592 | -73.9461 | Map | Map | NYIS
61130 | Helix Ravenswood, LLC | 2500 | Ravenswood | IPP Non-CHP | NY | GT21 |  | 42.9 | 30.6 | 41.7 | Natural Gas Fired Combustion Turbine | NG | GT | 6 | 1969 |  |  | (SB) Standby/Backup: available for service but not normally used | [6 empty] | Queens | 40.7592 | -73.9461 | Map | Map | NYIS
61130 | Helix Ravenswood, LLC | 2500 | Ravenswood | IPP Non-CHP | NY | GT22 |  | 42.9 | 32 | 41.9 | Natural Gas Fired Combustion Turbine | NG | GT | 6 | 1969 |  |  | (SB) Standby/Backup: available for service but not normally used | [6 empty] | Queens | 40.7592 | -73.9461 | Map | Map | NYIS
61130 | Helix Ravenswood, LLC | 2500 | Ravenswood | IPP Non-CHP | NY | GT23 |  | 42.9 | 30.7 | 37.3 | Natural Gas Fired Combustion Turbine | NG | GT | 6 | 1969 |  |  | (SB) Standby/Backup: available for service but not normally used | [6 empty] | Queens | 40.7592 | -73.9461 | Map | Map | NYIS
61130 | Helix Ravenswood, LLC | 2500 | Ravenswood | IPP Non-CHP | NY | GT24 |  | 42.9 | 30.9 | 41.6 | Natural Gas Fired Combustion Turbine | NG | GT | 6 | 1969 |  |  | (SB) Standby/Backup: available for service but not normally used | [6 empty] | Queens | 40.7592 | -73.9461 | Map | Map | NYIS
61130 | Helix Ravenswood, LLC | 2500 | Ravenswood | IPP Non-CHP | NY | GT31 |  | 42.9 | 30.7 | 40.8 | Natural Gas Fired Combustion Turbine | NG | GT | 6 | 1969 |  |  | (SB) Standby/Backup: available for service but not normally used | [6 empty] | Queens | 40.7592 | -73.9461 | Map | Map | NYIS
61130 | Helix Ravenswood, LLC | 2500 | Ravenswood | IPP Non-CHP | NY | GT32 |  | 42.9 | 29.7 | 40.3 | Natural Gas Fired Combustion Turbine | NG | GT | 6 | 1969 |  |  | (SB) Standby/Backup: available for service but not normally used | [6 empty] | Queens | 40.7592 | -73.9461 | Map | Map | NYIS
61130 | Helix Ravenswood, LLC | 2500 | Ravenswood | IPP Non-CHP | NY | GT34 |  | 42.9 | 29.8 | 40.8 | Natural Gas Fired Combustion Turbine | NG | GT | 6 | 1969 |  |  | (SB) Standby/Backup: available for service but not normally used | [6 empty] | Queens | 40.7592 | -73.9461 | Map | Map | NYIS
16909 | Selkirk Cogen Partners LP | 10725 | Selkirk Cogen | IPP CHP | NY | GEN2 | F801 | 12 |  |  | Natural Gas Fired Combined Cycle | NG | CA | 4 | 1992 |  |  | (SB) Standby/Backup: available for service but not normally used | [6 empty] | Albany | 42.5744 | -73.8592 | Map | Map | NYIS
24457 | Calpine Eastern Corp | 50292 | Bethpage Power Plant | IPP Non-CHP | NY | GEN4 |  | 0.4 | 0.4 | 0.4 | Petroleum Liquids | DFO | IC | 8 | 1989 |  |  | (SB) Standby/Backup: available for service but not normally used | [6 empty] | Nassau | 40.7469 | -73.4994 | Map | Map | NYIS
21508 | Cornell University | 50368 | Cornell University Central Heat | Commercial CHP | NY | EDG1 |  | 1 | 0.9 | 1 | Petroleum Liquids | DFO | IC | 12 | 2009 |  |  | (SB) Standby/Backup: available for service but not normally used | [6 empty] | Tompkins | 42.4428 | -76.4764 | Map | Map | NYIS
21508 | Cornell University | 50368 | Cornell University Central Heat | Commercial CHP | NY | EDG2 |  | 1 | 0.9 | 1 | Petroleum Liquids | DFO | IC | 12 | 2009 |  |  | (SB) Standby/Backup: available for service but not normally used | [6 empty] | Tompkins | 42.4428 | -76.4764 | Map | Map | NYIS
13487 | New York Zoological Society | 50427 | Bronx Zoo | Commercial CHP | NY | GEN1 |  | 0.5 | 0.5 | 0.5 | Natural Gas Internal Combustion Engine | NG | IC | 1 | 1991 |  |  | (SB) Standby/Backup: available for service but not normally used | [6 empty] | Bronx | 40.8441 | -73.8769 | Map | Map | NYIS
13487 | New York Zoological Society | 50427 | Bronx Zoo | Commercial CHP | NY | GEN2 |  | 0.5 | 0.5 | 0.5 | Natural Gas Internal Combustion Engine | NG | IC | 1 | 1991 |  |  | (SB) Standby/Backup: available for service but not normally used | [6 empty] | Bronx | 40.8441 | -73.8769 | Map | Map | NYIS
18020 | Starrett City Inc | 50743 | Starrett City Cogen Facility | Commercial CHP | NY | GEN3 |  | 2 | 2 | 2 | Petroleum Liquids | DFO | IC | 10 | 1974 |  |  | (SB) Standby/Backup: available for service but not normally used | [6 empty] | Kings | 40.6492 | -73.8792 | Map | Map | NYIS
18020 | Starrett City Inc | 50743 | Starrett City Cogen Facility | Commercial CHP | NY | GEN4 |  | 2 | 2 | 2 | Petroleum Liquids | DFO | IC | 10 | 1974 |  |  | (SB) Standby/Backup: available for service but not normally used | [6 empty] | Kings | 40.6492 | -73.8792 | Map | Map | NYIS
18020 | Starrett City Inc | 50743 | Starrett City Cogen Facility | Commercial CHP | NY | GEN5 |  | 2 | 2 | 2 | Petroleum Liquids | DFO | IC | 10 | 1974 |  |  | (SB) Standby/Backup: available for service but not normally used | [6 empty] | Kings | 40.6492 | -73.8792 | Map | Map | NYIS
54838 | Windsor Machinery Co Inc | 54573 | Wappinger Falls Hydroelectric | IPP Non-CHP | NY | 2 |  | 1 | 1 | 0.9 | Conventional Hydroelectric | WAT | HY | 12 | 1988 |  |  | (SB) Standby/Backup: available for service but not normally used | [6 empty] | Dutchess | 41.5984 | -73.922 | Map | Map | NYIS
15253 | Power City Partners LP | 54592 | Massena Energy Facility | IPP Non-CHP | NY | IC |  | 2 | 2 | 2 | Petroleum Liquids | DFO | IC | 7 | 1992 |  |  | (SB) Standby/Backup: available for service but not normally used | [6 empty] | St Lawrence | 44.9503 | -74.8928 | Map | Map | NYIS
16839 | Seneca Power Partners LP | 54593 | Batavia Power Plant | IPP Non-CHP | NY | GEN3 |  | 1.1 | 1 | 1 | Petroleum Liquids | DFO | IC | 9 | 1992 |  |  | (SB) Standby/Backup: available for service but not normally used | [6 empty] | Genesee | 42.9828 | -78.1592 | Map | Map | NYIS
11329 | NYU Langone Health | 54769 | NYU Luthern Medical Center | Commercial CHP | NY | GEN3 |  | 1.5 | 1.5 | 1.5 | Petroleum Liquids | DFO | IC | 1 | 2006 |  |  | (SB) Standby/Backup: available for service but not normally used | [6 empty] | Kings | 40.6467 | -74.0211 | Map | Map | NYIS
11329 | NYU Langone Health | 54769 | NYU Luthern Medical Center | Commercial CHP | NY | GEN4 |  | 1.5 | 1.5 | 1.5 | Petroleum Liquids | DFO | IC | 1 | 2006 |  |  | (SB) Standby/Backup: available for service but not normally used | [6 empty] | Kings | 40.6467 | -74.0211 | Map | Map | NYIS
13491 | New York University | 54808 | New York University Central Plant | Commercial CHP | NY | D2 |  | 0.8 | 0.6 | 0.6 | Petroleum Liquids | DFO | IC | 1 | 1984 |  |  | (SB) Standby/Backup: available for service but not normally used | [6 empty] | New York | 40.7899 | -73.9233 | Map | Map | NYIS
13491 | New York University | 54808 | New York University Central Plant | Commercial CHP | NY | D3 |  | 0.8 | 0.6 | 0.6 | Petroleum Liquids | DFO | IC | 1 | 1984 |  |  | (SB) Standby/Backup: available for service but not normally used | [6 empty] | New York | 40.7899 | -73.9233 | Map | Map | NYIS
13491 | New York University | 54808 | New York University Central Plant | Commercial CHP | NY | D4 |  | 0.8 | 0.6 | 0.6 | Petroleum Liquids | DFO | IC | 1 | 1984 |  |  | (SB) Standby/Backup: available for service but not normally used | [6 empty] | New York | 40.7899 | -73.9233 | Map | Map | NYIS
13491 | New York University | 54808 | New York University Central Plant | Commercial CHP | NY | D5 |  | 0.8 | 0.6 | 0.6 | Petroleum Liquids | DFO | IC | 1 | 1984 |  |  | (SB) Standby/Backup: available for service but not normally used | [6 empty] | New York | 40.7899 | -73.9233 | Map | Map | NYIS
13491 | New York University | 54808 | New York University Central Plant | Commercial CHP | NY | D6 |  | 0.8 | 0.6 | 0.6 | Petroleum Liquids | DFO | IC | 1 | 1984 |  |  | (SB) Standby/Backup: available for service but not normally used | [6 empty] | New York | 40.7899 | -73.9233 | Map | Map | NYIS
13491 | New York University | 54808 | New York University Central Plant | Commercial CHP | NY | D7 |  | 0.8 | 0.6 | 0.6 | Petroleum Liquids | DFO | IC | 1 | 1984 |  |  | (SB) Standby/Backup: available for service but not normally used | [6 empty] | New York | 40.7899 | -73.9233 | Map | Map | NYIS
13491 | New York University | 54808 | New York University Central Plant | Commercial CHP | NY | DI |  | 0.8 | 0.6 | 0.6 | Petroleum Liquids | DFO | IC | 1 | 1984 |  |  | (SB) Standby/Backup: available for service but not normally used | [6 empty] | New York | 40.7899 | -73.9233 | Map | Map | NYIS
1362 | Bassett Healthcare | 54863 | Bassett Medical Center | Commercial Non-CHP | NY | 0001 |  | 0.8 | 0.8 | 0.8 | Petroleum Liquids | DFO | IC | 7 | 1992 |  |  | (SB) Standby/Backup: available for service but not normally used | [6 empty] | Otsego | 42.6944 | -74.9242 | Map | Map | NYIS
1362 | Bassett Healthcare | 54863 | Bassett Medical Center | Commercial Non-CHP | NY | 0002 |  | 0.8 | 0.8 | 0.8 | Petroleum Liquids | DFO | IC | 7 | 1992 |  |  | (SB) Standby/Backup: available for service but not normally used | [6 empty] | Otsego | 42.6944 | -74.9242 | Map | Map | NYIS
1362 | Bassett Healthcare | 54863 | Bassett Medical Center | Commercial Non-CHP | NY | 0003 |  | 0.8 | 0.8 | 0.8 | Petroleum Liquids | DFO | IC | 7 | 1992 |  |  | (SB) Standby/Backup: available for service but not normally used | [6 empty] | Otsego | 42.6944 | -74.9242 | Map | Map | NYIS
1362 | Bassett Healthcare | 54863 | Bassett Medical Center | Commercial Non-CHP | NY | 0004 |  | 1.6 | 1.6 | 1.6 | Petroleum Liquids | DFO | IC | 5 | 2004 |  |  | (SB) Standby/Backup: available for service but not normally used | [6 empty] | Otsego | 42.6944 | -74.9242 | Map | Map | NYIS
1362 | Bassett Healthcare | 54863 | Bassett Medical Center | Commercial Non-CHP | NY | 0005 |  | 1.6 | 1.6 | 1.6 | Petroleum Liquids | DFO | IC | 5 | 2006 |  |  | (SB) Standby/Backup: available for service but not normally used | [6 empty] | Otsego | 42.6944 | -74.9242 | Map | Map | NYIS
34688 | CHI Energy Inc | 55368 | Wethersfield Wind Farm | IPP Non-CHP | NY | V47 |  | 6.6 | 6.6 | 6.6 | Onshore Wind Turbine | WND | WT | 8 | 2000 |  |  | (SB) Standby/Backup: available for service but not normally used | [6 empty] | Wyoming | 42.6788 | -78.2438 | Map | Map | NYIS
20238 | Watchtower Bible & Tract Soc-NY | 55619 | Watchtower Educational Center | Commercial Non-CHP | NY | GEN1 |  | 0.7 | 0.7 | 0.7 | Natural Gas Internal Combustion Engine | NG | IC | 2 | 1996 |  |  | (SB) Standby/Backup: available for service but not normally used | [6 empty] | Putnam | 41.4984 | -73.5746 | Map | Map | NYIS
20238 | Watchtower Bible & Tract Soc-NY | 55619 | Watchtower Educational Center | Commercial Non-CHP | NY | GEN2 |  | 0.7 | 0.7 | 0.7 | Petroleum Liquids | DFO | IC | 6 | 1993 |  |  | (SB) Standby/Backup: available for service but not normally used | [6 empty] | Putnam | 41.4984 | -73.5746 | Map | Map | NYIS
20238 | Watchtower Bible & Tract Soc-NY | 55619 | Watchtower Educational Center | Commercial Non-CHP | NY | GEN3 |  | 0.7 | 0.7 | 0.7 | Natural Gas Internal Combustion Engine | NG | IC | 2 | 2000 |  |  | (SB) Standby/Backup: available for service but not normally used | [6 empty] | Putnam | 41.4984 | -73.5746 | Map | Map | NYIS
50158 | Innovative Energy Systems Inc | 56323 | Modern Innovative Energy LLC | IPP Non-CHP | NY | GEN3 |  | 1.6 | 1.6 | 1.6 | Landfill Gas | LFG | IC | 2 | 2006 |  |  | (SB) Standby/Backup: available for service but not normally used | [6 empty] | Niagara | 43.2094 | -78.9836 | Map | Map | NYIS
50158 | Innovative Energy Systems Inc | 56323 | Modern Innovative Energy LLC | IPP Non-CHP | NY | GEN4 |  | 1.6 | 1.6 | 1.6 | Landfill Gas | LFG | IC | 2 | 2006 |  |  | (SB) Standby/Backup: available for service but not normally used | [6 empty] | Niagara | 43.2094 | -78.9836 | Map | Map | NYIS
58133 | Mercy Medical Center | 58163 | Mercy Medical Center | Commercial Non-CHP | NY | 1 |  | 0.1 | 0.1 | 0.1 | Petroleum Liquids | DFO | IC | 1 | 1959 |  |  | (SB) Standby/Backup: available for service but not normally used | [6 empty] | Nassau | 40.6883 | -73.6308 | Map | Map | NYIS
58133 | Mercy Medical Center | 58163 | Mercy Medical Center | Commercial Non-CHP | NY | 3 |  | 0.4 | 0.4 | 0.4 | Petroleum Liquids | DFO | IC | 1 | 1963 |  |  | (SB) Standby/Backup: available for service but not normally used | [6 empty] | Nassau | 40.6883 | -73.6308 | Map | Map | NYIS
58133 | Mercy Medical Center | 58163 | Mercy Medical Center | Commercial Non-CHP | NY | 4 |  | 0.7 | 0.7 | 0.7 | Petroleum Liquids | DFO | IC | 1 | 1985 |  |  | (SB) Standby/Backup: available for service but not normally used | [6 empty] | Nassau | 40.6883 | -73.6308 | Map | Map | NYIS
58133 | Mercy Medical Center | 58163 | Mercy Medical Center | Commercial Non-CHP | NY | 5 |  | 0.3 | 0.3 | 0.3 | Petroleum Liquids | DFO | IC | 1 | 1977 |  |  | (SB) Standby/Backup: available for service but not normally used | [6 empty] | Nassau | 40.6883 | -73.6308 | Map | Map | NYIS
58133 | Mercy Medical Center | 58163 | Mercy Medical Center | Commercial Non-CHP | NY | 6 |  | 0.2 | 0.2 | 0.2 | Petroleum Liquids | DFO | IC | 1 | 1995 |  |  | (SB) Standby/Backup: available for service but not normally used | [6 empty] | Nassau | 40.6883 | -73.6308 | Map | Map | NYIS
58133 | Mercy Medical Center | 58163 | Mercy Medical Center | Commercial Non-CHP | NY | 7 |  | 0.3 | 0.3 | 0.3 | Petroleum Liquids | DFO | IC | 1 | 1999 |  |  | (SB) Standby/Backup: available for service but not normally used | [6 empty] | Nassau | 40.6883 | -73.6308 | Map | Map | NYIS
58133 | Mercy Medical Center | 58163 | Mercy Medical Center | Commercial Non-CHP | NY | 8 |  | 0.6 | 0.6 | 0.6 | Petroleum Liquids | DFO | IC | 1 | 2004 |  |  | (SB) Standby/Backup: available for service but not normally used | [6 empty] | Nassau | 40.6883 | -73.6308 | Map | Map | NYIS
58136 | William Floyd School District | 58167 | William Floyd School District | Commercial CHP | NY | GEN3 |  | 1.3 | 1.3 | 1.3 | Petroleum Liquids | DFO | IC | 2 | 2004 |  |  | (SB) Standby/Backup: available for service but not normally used | [6 empty] | Suffolk | 40.7769 | -72.8508 | Map | Map | NYIS
58154 | Hudson Valley Community College | 58186 | HVCC Cogen Plant | Commercial CHP | NY | CG05 |  | 2.1 | 2 | 2.1 | Petroleum Liquids | DFO | IC | 4 | 2004 |  |  | (SB) Standby/Backup: available for service but not normally used | [6 empty] | Rensselaer | 42.6969 | -73.68 | Map | Map | NYIS
58487 | Montefiore Medical Center Moses Division | 58507 | Montefieor Medical Center Moses Division | Commercial CHP | NY | EMG01 |  | 1 | 1 | 1 | Petroleum Liquids | DFO | IC | 1 | 2007 |  |  | (SB) Standby/Backup: available for service but not normally used | [6 empty] | Bronx | 40.8814 | -73.8803 | Map | Map | NYIS
58487 | Montefiore Medical Center Moses Division | 58507 | Montefieor Medical Center Moses Division | Commercial CHP | NY | EMG02 |  | 0.6 | 0.6 | 0.6 | Petroleum Liquids | DFO | IC | 1 | 1998 |  |  | (SB) Standby/Backup: available for service but not normally used | [6 empty] | Bronx | 40.8814 | -73.8803 | Map | Map | NYIS
58487 | Montefiore Medical Center Moses Division | 58507 | Montefieor Medical Center Moses Division | Commercial CHP | NY | EMG03 |  | 0.6 | 0.6 | 0.6 | Petroleum Liquids | DFO | IC | 1 | 1998 |  |  | (SB) Standby/Backup: available for service but not normally used | [6 empty] | Bronx | 40.8814 | -73.8803 | Map | Map | NYIS
58487 | Montefiore Medical Center Moses Division | 58507 | Montefieor Medical Center Moses Division | Commercial CHP | NY | EMG04 |  | 0.5 | 0.5 | 0.5 | Petroleum Liquids | DFO | IC | 1 | 1998 |  |  | (SB) Standby/Backup: available for service but not normally used | [6 empty] | Bronx | 40.8814 | -73.8803 | Map | Map | NYIS
58487 | Montefiore Medical Center Moses Division | 58507 | Montefieor Medical Center Moses Division | Commercial CHP | NY | EMG05 |  | 0.5 | 0.5 | 0.5 | Petroleum Liquids | DFO | IC | 1 | 1998 |  |  | (SB) Standby/Backup: available for service but not normally used | [6 empty] | Bronx | 40.8814 | -73.8803 | Map | Map | NYIS
58487 | Montefiore Medical Center Moses Division | 58507 | Montefieor Medical Center Moses Division | Commercial CHP | NY | EMG06 |  | 0.3 | 0.3 | 0.3 | Petroleum Liquids | DFO | IC | 1 | 1998 |  |  | (SB) Standby/Backup: available for service but not normally used | [6 empty] | Bronx | 40.8814 | -73.8803 | Map | Map | NYIS
58487 | Montefiore Medical Center Moses Division | 58507 | Montefieor Medical Center Moses Division | Commercial CHP | NY | EMG07 |  | 0.2 | 0.2 | 0.2 | Petroleum Liquids | DFO | IC | 1 | 1998 |  |  | (SB) Standby/Backup: available for service but not normally used | [6 empty] | Bronx | 40.8814 | -73.8803 | Map | Map | NYIS
58487 | Montefiore Medical Center Moses Division | 58507 | Montefieor Medical Center Moses Division | Commercial CHP | NY | EMG08 |  | 0.2 | 0.2 | 0.2 | Petroleum Liquids | DFO | IC | 1 | 1998 |  |  | (SB) Standby/Backup: available for service but not normally used | [6 empty] | Bronx | 40.8814 | -73.8803 | Map | Map | NYIS
58487 | Montefiore Medical Center Moses Division | 58507 | Montefieor Medical Center Moses Division | Commercial CHP | NY | EMG09 |  | 2 | 2 | 2 | Petroleum Liquids | DFO | IC | 1 | 2011 |  |  | (SB) Standby/Backup: available for service but not normally used | [6 empty] | Bronx | 40.8814 | -73.8803 | Map | Map | NYIS
58487 | Montefiore Medical Center Moses Division | 58507 | Montefieor Medical Center Moses Division | Commercial CHP | NY | EMG10 |  | 2 | 2 | 2 | Petroleum Liquids | DFO | IC | 1 | 2011 |  |  | (SB) Standby/Backup: available for service but not normally used | [6 empty] | Bronx | 40.8814 | -73.8803 | Map | Map | NYIS
60675 | Montefiore-Westchester Square | 61025 | Montefiore - Westchester Square | Commercial Non-CHP | NY | EGEN1 |  | 1 | 1 | 1 | Petroleum Liquids | DFO | IC | 7 | 1983 |  |  | (SB) Standby/Backup: available for service but not normally used | [6 empty] | Bronx | 40.8406 | -73.8484 | Map | Map | NYIS
60676 | New York Presbyterian Hospital | 61026 | New York Presbyterian Hospital-168th St | Commercial Non-CHP | NY | CHNY1 |  | 2 | 2 | 2 | Petroleum Liquids | DFO | IC | 1 | 2003 |  |  | (SB) Standby/Backup: available for service but not normally used | [6 empty] | New York | 40.8409 | -73.9414 | Map | Map | NYIS
60676 | New York Presbyterian Hospital | 61026 | New York Presbyterian Hospital-168th St | Commercial Non-CHP | NY | CHNY2 |  | 2 | 2 | 2 | Petroleum Liquids | DFO | IC | 1 | 2003 |  |  | (SB) Standby/Backup: available for service but not normally used | [6 empty] | New York | 40.8409 | -73.9414 | Map | Map | NYIS
60676 | New York Presbyterian Hospital | 61026 | New York Presbyterian Hospital-168th St | Commercial Non-CHP | NY | GARG |  | 0.1 | 0.1 | 0.1 | Petroleum Liquids | DFO | IC | 1 | 2000 |  |  | (SB) Standby/Backup: available for service but not normally used | [6 empty] | New York | 40.8409 | -73.9414 | Map | Map | NYIS
60676 | New York Presbyterian Hospital | 61026 | New York Presbyterian Hospital-168th St | Commercial Non-CHP | NY | MHB1 |  | 2 | 2 | 2 | Petroleum Liquids | DFO | IC | 1 | 2000 |  |  | (SB) Standby/Backup: available for service but not normally used | [6 empty] | New York | 40.8409 | -73.9414 | Map | Map | NYIS
60676 | New York Presbyterian Hospital | 61026 | New York Presbyterian Hospital-168th St | Commercial Non-CHP | NY | MHB2 |  | 1.4 | 1.4 | 1.4 | Petroleum Liquids | DFO | IC | 1 | 2000 |  |  | (SB) Standby/Backup: available for service but not normally used | [6 empty] | New York | 40.8409 | -73.9414 | Map | Map | NYIS
60676 | New York Presbyterian Hospital | 61026 | New York Presbyterian Hospital-168th St | Commercial Non-CHP | NY | MHB3 |  | 1.4 | 1.4 | 1.4 | Petroleum Liquids | DFO | IC | 1 | 2000 |  |  | (SB) Standby/Backup: available for service but not normally used | [6 empty] | New York | 40.8409 | -73.9414 | Map | Map | NYIS
60676 | New York Presbyterian Hospital | 61026 | New York Presbyterian Hospital-168th St | Commercial Non-CHP | NY | MHB4 |  | 1.5 | 1.5 | 1.5 | Petroleum Liquids | DFO | IC | 1 | 2008 |  |  | (SB) Standby/Backup: available for service but not normally used | [6 empty] | New York | 40.8409 | -73.9414 | Map | Map | NYIS
60676 | New York Presbyterian Hospital | 61026 | New York Presbyterian Hospital-168th St | Commercial Non-CHP | NY | MHB5 |  | 1.5 | 1.5 | 1.5 | Petroleum Liquids | DFO | IC | 1 | 2008 |  |  | (SB) Standby/Backup: available for service but not normally used | [6 empty] | New York | 40.8409 | -73.9414 | Map | Map | NYIS
60883 | NY - PRESBYTERIAN HOSPITAL-525 E 68TH ST | 61238 | NY - Presbyt. Hospital - 525 E 68TH St | Commercial CHP | NY | ANX1 |  | 2.5 | 2.5 | 2.5 | Petroleum Liquids | DFO | IC | 5 | 2016 |  |  | (SB) Standby/Backup: available for service but not normally used | [6 empty] | New York | 40.7644 | -73.9539 | Map | Map | NYIS
60883 | NY - PRESBYTERIAN HOSPITAL-525 E 68TH ST | 61238 | NY - Presbyt. Hospital - 525 E 68TH St | Commercial CHP | NY | ANX2 |  | 2.5 | 2.5 | 2.5 | Petroleum Liquids | DFO | IC | 5 | 2016 |  |  | (SB) Standby/Backup: available for service but not normally used | [6 empty] | New York | 40.7644 | -73.9539 | Map | Map | NYIS
60883 | NY - PRESBYTERIAN HOSPITAL-525 E 68TH ST | 61238 | NY - Presbyt. Hospital - 525 E 68TH St | Commercial CHP | NY | GRB1 |  | 1.4 | 1.4 | 1.4 | Petroleum Liquids | DFO | IC | 4 | 1997 |  |  | (SB) Standby/Backup: available for service but not normally used | [6 empty] | New York | 40.7644 | -73.9539 | Map | Map | NYIS
60883 | NY - PRESBYTERIAN HOSPITAL-525 E 68TH ST | 61238 | NY - Presbyt. Hospital - 525 E 68TH St | Commercial CHP | NY | GRB2 |  | 1.4 | 1.4 | 1.4 | Petroleum Liquids | DFO | IC | 4 | 1997 |  |  | (SB) Standby/Backup: available for service but not normally used | [6 empty] | New York | 40.7644 | -73.9539 | Map | Map | NYIS
60883 | NY - PRESBYTERIAN HOSPITAL-525 E 68TH ST | 61238 | NY - Presbyt. Hospital - 525 E 68TH St | Commercial CHP | NY | GRB3 |  | 1.4 | 1.4 | 1.4 | Petroleum Liquids | DFO | IC | 4 | 1997 |  |  | (SB) Standby/Backup: available for service but not normally used | [6 empty] | New York | 40.7644 | -73.9539 | Map | Map | NYIS
60883 | NY - PRESBYTERIAN HOSPITAL-525 E 68TH ST | 61238 | NY - Presbyt. Hospital - 525 E 68TH St | Commercial CHP | NY | GRB4 |  | 1.5 | 1.5 | 1.5 | Petroleum Liquids | DFO | IC | 12 | 2008 |  |  | (SB) Standby/Backup: available for service but not normally used | [6 empty] | New York | 40.7644 | -73.9539 | Map | Map | NYIS
61013 | Northern Westchester Hospital | 61378 | Northern Westchester Hospital | Commercial Non-CHP | NY | 1 |  | 1 | 1 | 1 | Petroleum Liquids | DFO | IC | 12 | 2017 |  |  | (SB) Standby/Backup: available for service but not normally used | [6 empty] | Westchester | 41.1968 | -73.7257 | Map | Map | NYIS
61013 | Northern Westchester Hospital | 61378 | Northern Westchester Hospital | Commercial Non-CHP | NY | 2 |  | 1 | 1 | 1 | Petroleum Liquids | DFO | IC | 12 | 2017 |  |  | (SB) Standby/Backup: available for service but not normally used | [6 empty] | Westchester | 41.1968 | -73.7257 | Map | Map | NYIS
61013 | Northern Westchester Hospital | 61378 | Northern Westchester Hospital | Commercial Non-CHP | NY | 3 |  | 1 | 1 | 1 | Petroleum Liquids | DFO | IC | 12 | 2017 |  |  | (SB) Standby/Backup: available for service but not normally used | [6 empty] | Westchester | 41.1968 | -73.7257 | Map | Map | NYIS
61013 | Northern Westchester Hospital | 61378 | Northern Westchester Hospital | Commercial Non-CHP | NY | 4 |  | 0.8 | 0.8 | 0.8 | Petroleum Liquids | DFO | IC | 6 | 1971 | 12 | 2020 | (SB) Standby/Backup: available for service but not normally used | [6 empty] | Westchester | 41.1968 | -73.7257 | Map | Map | NYIS
61013 | Northern Westchester Hospital | 61378 | Northern Westchester Hospital | Commercial Non-CHP | NY | 5 |  | 0.8 | 0.8 | 0.8 | Petroleum Liquids | DFO | IC | 6 | 1971 | 12 | 2020 | (SB) Standby/Backup: available for service but not normally used | [6 empty] | Westchester | 41.1968 | -73.7257 | Map | Map | NYIS
61013 | Northern Westchester Hospital | 61378 | Northern Westchester Hospital | Commercial Non-CHP | NY | P |  | 1 | 1 | 1 | Natural Gas Internal Combustion Engine | NG | IC | 6 | 1971 |  |  | (SB) Standby/Backup: available for service but not normally used | [6 empty] | Westchester | 41.1968 | -73.7257 | Map | Map | NYIS
61049 | NYC-HH Coney Island Hospital | 61413 | NYC-HH - CONEY ISLAND HOSPITAL | Commercial Non-CHP | NY | GEN1 |  | 1.2 | 1.2 | 1.2 | Petroleum Liquids | DFO | IC | 7 | 1993 |  |  | (SB) Standby/Backup: available for service but not normally used | [6 empty] | Kings | 40.5855 | -73.9656 | Map | Map | NYIS
61049 | NYC-HH Coney Island Hospital | 61413 | NYC-HH - CONEY ISLAND HOSPITAL | Commercial Non-CHP | NY | GEN2 |  | 1.3 | 1.3 | 1.3 | Petroleum Liquids | DFO | IC | 3 | 2005 |  |  | (SB) Standby/Backup: available for service but not normally used | [6 empty] | Kings | 40.5855 | -73.9656 | Map | Map | NYIS
61049 | NYC-HH Coney Island Hospital | 61413 | NYC-HH - CONEY ISLAND HOSPITAL | Commercial Non-CHP | NY | GEN3 |  | 0.3 | 0.3 | 0.3 | Petroleum Liquids | DFO | IC | 2 | 2014 |  |  | (SB) Standby/Backup: available for service but not normally used | [6 empty] | Kings | 40.5855 | -73.9656 | Map | Map | NYIS
61053 | Mount Sinai Hospital | 61416 | Mount Sinai Hospital | Commercial Non-CHP | NY | AP1 |  | 1 | 1 | 1 | Petroleum Liquids | DFO | IC | 6 | 1970 |  |  | (SB) Standby/Backup: available for service but not normally used | [6 empty] | New York | 40.79 | -73.9537 | Map | Map | NYIS
61053 | Mount Sinai Hospital | 61416 | Mount Sinai Hospital | Commercial Non-CHP | NY | AP2 |  | 1 | 1 | 1 | Petroleum Liquids | DFO | IC | 6 | 1970 |  |  | (SB) Standby/Backup: available for service but not normally used | [6 empty] | New York | 40.79 | -73.9537 | Map | Map | NYIS
61053 | Mount Sinai Hospital | 61416 | Mount Sinai Hospital | Commercial Non-CHP | NY | AP3 |  | 1 | 1 | 1 | Petroleum Liquids | DFO | IC | 6 | 1970 |  |  | (SB) Standby/Backup: available for service but not normally used | [6 empty] | New York | 40.79 | -73.9537 | Map | Map | NYIS
61053 | Mount Sinai Hospital | 61416 | Mount Sinai Hospital | Commercial Non-CHP | NY | AP4 |  | 1 | 1 | 1 | Petroleum Liquids | DFO | IC | 6 | 1970 |  |  | (SB) Standby/Backup: available for service but not normally used | [6 empty] | New York | 40.79 | -73.9537 | Map | Map | NYIS
61053 | Mount Sinai Hospital | 61416 | Mount Sinai Hospital | Commercial Non-CHP | NY | AP5 |  | 1.5 | 1.5 | 1.5 | Petroleum Liquids | DFO | IC | 10 | 1997 |  |  | (SB) Standby/Backup: available for service but not normally used | [6 empty] | New York | 40.79 | -73.9537 | Map | Map | NYIS
61053 | Mount Sinai Hospital | 61416 | Mount Sinai Hospital | Commercial Non-CHP | NY | AP6 |  | 1.5 | 1.5 | 1.5 | Petroleum Liquids | DFO | IC | 10 | 1997 |  |  | (SB) Standby/Backup: available for service but not normally used | [6 empty] | New York | 40.79 | -73.9537 | Map | Map | NYIS
61053 | Mount Sinai Hospital | 61416 | Mount Sinai Hospital | Commercial Non-CHP | NY | CAM12 |  | 0.4 | 0.4 | 0.4 | Petroleum Liquids | DFO | IC | 6 | 2007 |  |  | (SB) Standby/Backup: available for service but not normally used | [6 empty] | New York | 40.79 | -73.9537 | Map | Map | NYIS
61053 | Mount Sinai Hospital | 61416 | Mount Sinai Hospital | Commercial Non-CHP | NY | EB10 |  | 1.5 | 1.5 | 1.5 | Natural Gas Internal Combustion Engine | NG | IC | 6 | 1996 |  |  | (SB) Standby/Backup: available for service but not normally used | [6 empty] | New York | 40.79 | -73.9537 | Map | Map | NYIS
61053 | Mount Sinai Hospital | 61416 | Mount Sinai Hospital | Commercial Non-CHP | NY | EB11 |  | 1.5 | 1.5 | 1.5 | Natural Gas Internal Combustion Engine | NG | IC | 6 | 1996 |  |  | (SB) Standby/Backup: available for service but not normally used | [6 empty] | New York | 40.79 | -73.9537 | Map | Map | NYIS
61053 | Mount Sinai Hospital | 61416 | Mount Sinai Hospital | Commercial Non-CHP | NY | FPA15 |  | 0.6 | 0.6 | 0.6 | Petroleum Liquids | DFO | IC | 5 | 2014 |  |  | (SB) Standby/Backup: available for service but not normally used | [6 empty] | New York | 40.79 | -73.9537 | Map | Map | NYIS
61053 | Mount Sinai Hospital | 61416 | Mount Sinai Hospital | Commercial Non-CHP | NY | GP7 |  | 0.9 | 0.9 | 0.9 | Petroleum Liquids | DFO | IC | 6 | 1988 |  |  | (SB) Standby/Backup: available for service but not normally used | [6 empty] | New York | 40.79 | -73.9537 | Map | Map | NYIS
61053 | Mount Sinai Hospital | 61416 | Mount Sinai Hospital | Commercial Non-CHP | NY | GP8 |  | 0.9 | 0.9 | 0.9 | Petroleum Liquids | DFO | IC | 6 | 1998 |  |  | (SB) Standby/Backup: available for service but not normally used | [6 empty] | New York | 40.79 | -73.9537 | Map | Map | NYIS
61053 | Mount Sinai Hospital | 61416 | Mount Sinai Hospital | Commercial Non-CHP | NY | GP9 |  | 0.9 | 0.9 | 0.9 | Petroleum Liquids | DFO | IC | 5 | 2011 |  |  | (SB) Standby/Backup: available for service but not normally used | [6 empty] | New York | 40.79 | -73.9537 | Map | Map | NYIS
61053 | Mount Sinai Hospital | 61416 | Mount Sinai Hospital | Commercial Non-CHP | NY | HES13 |  | 2.5 | 2.5 | 2.5 | Petroleum Liquids | DFO | IC | 6 | 2012 |  |  | (SB) Standby/Backup: available for service but not normally used | [6 empty] | New York | 40.79 | -73.9537 | Map | Map | NYIS
61053 | Mount Sinai Hospital | 61416 | Mount Sinai Hospital | Commercial Non-CHP | NY | HES14 |  | 2.5 | 2.5 | 2.5 | Petroleum Liquids | DFO | IC | 6 | 2012 |  |  | (SB) Standby/Backup: available for service but not normally used | [6 empty] | New York | 40.79 | -73.9537 | Map | Map | NYIS
61094 | NYU LANGONE HEALTH | 61488 | NYU LANGONE HEALTH | Commercial Non-CHP | NY | ENB1 |  | 2.7 | 2.7 | 2.7 | Petroleum Liquids | DFO | IC | 6 | 2016 |  |  | (SB) Standby/Backup: available for service but not normally used | [6 empty] | New York | 40.7468 | -73.9722 | Map | Map
61094 | NYU LANGONE HEALTH | 61488 | NYU LANGONE HEALTH | Commercial Non-CHP | NY | ENB2 |  | 2.7 | 2.7 | 2.7 | Petroleum Liquids | DFO | IC | 6 | 2016 |  |  | (SB) Standby/Backup: available for service but not normally used | [6 empty] | New York | 40.7468 | -73.9722 | Map | Map
61094 | NYU LANGONE HEALTH | 61488 | NYU LANGONE HEALTH | Commercial Non-CHP | NY | HCC1 |  | 1 | 1 | 1 | Petroleum Liquids | DFO | IC | 1 | 2006 |  |  | (SB) Standby/Backup: available for service but not normally used | [6 empty] | New York | 40.7468 | -73.9722 | Map | Map
61094 | NYU LANGONE HEALTH | 61488 | NYU LANGONE HEALTH | Commercial Non-CHP | NY | SKB1 |  | 1.3 | 1.3 | 1.3 | Petroleum Liquids | DFO | IC | 10 | 1992 |  |  | (SB) Standby/Backup: available for service but not normally used | [6 empty] | New York | 40.7468 | -73.9722 | Map | Map
61094 | NYU LANGONE HEALTH | 61488 | NYU LANGONE HEALTH | Commercial Non-CHP | NY | SMB1 |  | 1.4 | 1.4 | 1.4 | Petroleum Liquids | DFO | IC | 9 | 2006 |  |  | (SB) Standby/Backup: available for service but not normally used | [6 empty] | New York | 40.7468 | -73.9722 | Map | Map
61094 | NYU LANGONE HEALTH | 61488 | NYU LANGONE HEALTH | Commercial Non-CHP | NY | SMB2 |  | 1.4 | 1.4 | 1.4 | Petroleum Liquids | DFO | IC | 9 | 2006 |  |  | (SB) Standby/Backup: available for service but not normally used | [6 empty] | New York | 40.7468 | -73.9722 | Map | Map
61152 | Good Samaritan Hospital | 61551 | Good Samaritan Hospital | Commercial Non-CHP | NY | EGEN1 |  | 1 | 1 | 1 | Petroleum Liquids | DFO | IC | 1 | 1980 |  |  | (SB) Standby/Backup: available for service but not normally used | [6 empty] | Rockland | 41.1115 | -74.1354 | Map | Map
61152 | Good Samaritan Hospital | 61551 | Good Samaritan Hospital | Commercial Non-CHP | NY | EGEN2 |  | 0.7 | 0.7 | 0.7 | Petroleum Liquids | DFO | IC | 1 | 2012 |  |  | (SB) Standby/Backup: available for service but not normally used | [6 empty] | Rockland | 41.1115 | -74.1354 | Map | Map
61152 | Good Samaritan Hospital | 61551 | Good Samaritan Hospital | Commercial Non-CHP | NY | EGEN3 |  | 0.2 | 0.2 | 0.2 | Natural Gas Internal Combustion Engine | NG | IC | 1 | 2012 |  |  | (SB) Standby/Backup: available for service but not normally used | [6 empty] | Rockland | 41.1115 | -74.1354 | Map | Map
61162 | Woodhull Hospital | 61567 | Woodhull Hospital | Commercial Non-CHP | NY | EGEN1 |  | 1.5 | 1.5 | 1.5 | Petroleum Liquids | DFO | IC | 1 | 1972 |  |  | (SB) Standby/Backup: available for service but not normally used | [6 empty] | Kings | 40.7048 | -73.9419 | Map | Map | NYIS
61162 | Woodhull Hospital | 61567 | Woodhull Hospital | Commercial Non-CHP | NY | EGEN2 |  | 1.5 | 1.5 | 1.5 | Petroleum Liquids | DFO | IC | 1 | 1972 |  |  | (SB) Standby/Backup: available for service but not normally used | [6 empty] | Kings | 40.7048 | -73.9419 | Map | Map | NYIS
61162 | Woodhull Hospital | 61567 | Woodhull Hospital | Commercial Non-CHP | NY | EGEN3 |  | 2 | 2 | 2 | Petroleum Liquids | DFO | IC | 1 | 2001 |  |  | (SB) Standby/Backup: available for service but not normally used | [6 empty] | Kings | 40.7048 | -73.9419 | Map | Map | NYIS
61162 | Woodhull Hospital | 61567 | Woodhull Hospital | Commercial Non-CHP | NY | EGEN4 |  | 2 | 2 | 2 | Petroleum Liquids | DFO | IC | 1 | 2001 |  |  | (SB) Standby/Backup: available for service but not normally used | [6 empty] | Kings | 40.7048 | -73.9419 | Map | Map | NYIS
61162 | Woodhull Hospital | 61567 | Woodhull Hospital | Commercial Non-CHP | NY | EGEN5 |  | 1 | 1 | 1 | Petroleum Liquids | DFO | IC | 1 | 2001 |  |  | (SB) Standby/Backup: available for service but not normally used | [6 empty] | Kings | 40.7048 | -73.9419 | Map | Map | NYIS
61164 | The Allen Hospital | 61568 | The Allen Hospital | Commercial Non-CHP | NY | EGEN1 |  | 1 | 1 | 1 | Petroleum Liquids | DFO | IC | 1 | 2009 |  |  | (SB) Standby/Backup: available for service but not normally used | [6 empty] | New York | 40.8733 | -73.913 | Map | Map | NYIS
61165 | Mount Sinai Beth Israel | 61569 | Mount Sinai Beth Israel | Commercial Non-CHP | NY | EGEN1 |  | 0.2 | 0.2 | 0.2 | Petroleum Liquids | DFO | IC | 1 | 1988 |  |  | (SB) Standby/Backup: available for service but not normally used | [6 empty] | New York | 40.7327 | -73.9816 | Map | Map | NYIS
61165 | Mount Sinai Beth Israel | 61569 | Mount Sinai Beth Israel | Commercial Non-CHP | NY | EGEN2 |  | 0.3 | 0.3 | 0.3 | Petroleum Liquids | DFO | IC | 1 | 1988 |  |  | (SB) Standby/Backup: available for service but not normally used | [6 empty] | New York | 40.7327 | -73.9816 | Map | Map | NYIS
61165 | Mount Sinai Beth Israel | 61569 | Mount Sinai Beth Israel | Commercial Non-CHP | NY | EGEN3 |  | 1 | 1 | 1 | Petroleum Liquids | DFO | IC | 1 | 1988 |  |  | (SB) Standby/Backup: available for service but not normally used | [6 empty] | New York | 40.7327 | -73.9816 | Map | Map | NYIS
61165 | Mount Sinai Beth Israel | 61569 | Mount Sinai Beth Israel | Commercial Non-CHP | NY | EGEN4 |  | 0.3 | 0.3 | 0.3 | Petroleum Liquids | DFO | IC | 1 | 1988 |  |  | (SB) Standby/Backup: available for service but not normally used | [6 empty] | New York | 40.7327 | -73.9816 | Map | Map | NYIS
61165 | Mount Sinai Beth Israel | 61569 | Mount Sinai Beth Israel | Commercial Non-CHP | NY | EGEN5 |  | 0.2 | 0.2 | 0.2 | Petroleum Liquids | DFO | IC | 1 | 1988 |  |  | (SB) Standby/Backup: available for service but not normally used | [6 empty] | New York | 40.7327 | -73.9816 | Map | Map | NYIS
61165 | Mount Sinai Beth Israel | 61569 | Mount Sinai Beth Israel | Commercial Non-CHP | NY | EGEN6 |  | 0.3 | 0.3 | 0.3 | Petroleum Liquids | DFO | IC | 1 | 1988 |  |  | (SB) Standby/Backup: available for service but not normally used | [6 empty] | New York | 40.7327 | -73.9816 | Map | Map | NYIS
1857 | Block Island Power Co | 6567 | Block Island | Electric Utility | RI | 23 |  | 1.2 | 1.2 | 1.2 | Petroleum Liquids | DFO | IC | 7 | 2001 |  |  | (OA) Out of service but expected to return to service in next calendar year | [6 empty] | Washington | 41.1756 | -71.5711 | Map | Map | NA
18000 | State of Rhode Island | 50621 | Central Power Plant | Commercial CHP | RI | GEN3 |  | 2 | 2 | 2 | Petroleum Liquids | DFO | ST | 8 | 1958 |  |  | (OA) Out of service but expected to return to service in next calendar year | [6 empty] | Providence | 41.745 | -71.4584 | Map | Map | ISNE
50018 | Dominion Energy New England, LLC | 3236 | Manchester Street | IPP Non-CHP | RI | G10A | 0321 | 125 | 110.1 | 115.6 | Natural Gas Fired Combined Cycle | NG | CT | 11 | 1995 |  |  | (OP) Operating | [6 empty] | Providence | 41.8167 | -71.4042 | Map | Map | ISNE
50018 | Dominion Energy New England, LLC | 3236 | Manchester Street | IPP Non-CHP | RI | G11A | 0322 | 125 | 110.2 | 115.6 | Natural Gas Fired Combined Cycle | NG | CT | 9 | 1995 |  |  | (OP) Operating | [6 empty] | Providence | 41.8167 | -71.4042 | Map | Map | ISNE
50018 | Dominion Energy New England, LLC | 3236 | Manchester Street | IPP Non-CHP | RI | GE10 | 0321 | 48 | 46.9 | 54.4 | Natural Gas Fired Combined Cycle | NG | CA | 11 | 1995 |  |  | (OP) Operating | [6 empty] | Providence | 41.8167 | -71.4042 | Map | Map | ISNE
50018 | Dominion Energy New England, LLC | 3236 | Manchester Street | IPP Non-CHP | RI | GE11 | 0322 | 46 | 46.8 | 54.4 | Natural Gas Fired Combined Cycle | NG | CA | 9 | 1995 |  |  | (OP) Operating | [6 empty] | Providence | 41.8167 | -71.4042 | Map | Map | ISNE
50018 | Dominion Energy New England, LLC | 3236 | Manchester Street | IPP Non-CHP | RI | GE9A | 0323 | 125 | 107.1 | 115.6 | Natural Gas Fired Combined Cycle | NG | CT | 11 | 1995 |  |  | (OP) Operating |  |  |  | 2019 | 10 | 3 | Providence | 41.8167 | -71.4042 | Map | Map | ISNE
50018 | Dominion Energy New England, LLC | 3236 | Manchester Street | IPP Non-CHP | RI | GEN9 | 0323 | 46 | 46.9 | 54.5 | Natural Gas Fired Combined Cycle | NG | CA | 11 | 1995 |  |  | (OP) Operating | [6 empty] | Providence | 41.8167 | -71.4042 | Map | Map | ISNE
1857 | Block Island Power Co | 6567 | Block Island | Electric Utility | RI | 24 |  | 1.6 | 1.6 | 1.6 | Petroleum Liquids | DFO | IC | 4 | 2002 |  |  | (OP) Operating | [6 empty] | Washington | 41.1756 | -71.5711 | Map | Map | NA
1857 | Block Island Power Co | 6567 | Block Island | Electric Utility | RI | 25 |  | 1.8 | 1.8 | 1.8 | Petroleum Liquids | DFO | IC | 3 | 2006 |  |  | (OP) Operating | [6 empty] | Washington | 41.1756 | -71.5711 | Map | Map | NA
56844 | Blackstone Hydro Inc. | 50177 | Blackstone/Tupperware | IPP Non-CHP | RI | GEN1 |  | 0.4 | 0.4 | 0.4 | Conventional Hydroelectric | WAT | HY | 1 | 1981 |  |  | (OP) Operating | [6 empty] | Providence | 42.0145 | -71.5444 | Map | Map | ISNE
56844 | Blackstone Hydro Inc. | 50177 | Blackstone/Tupperware | IPP Non-CHP | RI | GEN2 |  | 0.4 | 0.4 | 0.4 | Conventional Hydroelectric | WAT | HY | 1 | 1981 |  |  | (OP) Operating | [6 empty] | Providence | 42.0145 | -71.5444 | Map | Map | ISNE
56844 | Blackstone Hydro Inc. | 50177 | Blackstone/Tupperware | IPP Non-CHP | RI | GEN3 |  | 0.4 | 0.4 | 0.4 | Conventional Hydroelectric | WAT | HY | 1 | 1981 |  |  | (OP) Operating | [6 empty] | Providence | 42.0145 | -71.5444 | Map | Map | ISNE
56844 | Blackstone Hydro Inc. | 50177 | Blackstone/Tupperware | IPP Non-CHP | RI | GEN4 |  | 0.4 | 0.4 | 0.4 | Conventional Hydroelectric | WAT | HY | 1 | 1981 |  |  | (OP) Operating | [6 empty] | Providence | 42.0145 | -71.5444 | Map | Map | ISNE
56889 | Rhode Island LFG Genco | 50365 | Ridgewood Providence Power | IPP Non-CHP | RI | PH21 |  | 1.6 | 1.5 | 1.5 | Landfill Gas | LFG | IC | 8 | 2005 |  |  | (OP) Operating | [6 empty] | Providence | 41.8069 | -71.53 | Map | Map | ISNE
56889 | Rhode Island LFG Genco | 50365 | Ridgewood Providence Power | IPP Non-CHP | RI | PH22 |  | 1.6 | 1.5 | 1.5 | Landfill Gas | LFG | IC | 8 | 2005 |  |  | (OP) Operating | [6 empty] | Providence | 41.8069 | -71.53 | Map | Map | ISNE
56889 | Rhode Island LFG Genco | 50365 | Ridgewood Providence Power | IPP Non-CHP | RI | PH23 |  | 1.6 | 1.5 | 1.5 | Landfill Gas | LFG | IC | 8 | 2005 |  |  | (OP) Operating | [6 empty] | Providence | 41.8069 | -71.53 | Map | Map | ISNE
56889 | Rhode Island LFG Genco | 50365 | Ridgewood Providence Power | IPP Non-CHP | RI | PH24 |  | 1.6 | 1.5 | 1.5 | Landfill Gas | LFG | IC | 8 | 2005 |  |  | (OP) Operating | [6 empty] | Providence | 41.8069 | -71.53 | Map | Map | ISNE
18000 | State of Rhode Island | 50621 | Central Power Plant | Commercial CHP | RI | GEN5 |  | 3 | 2.8 | 3.8 | Petroleum Liquids | DFO | GT | 1 | 2004 |  |  | (OP) Operating | [6 empty] | Providence | 41.745 | -71.4584 | Map | Map | ISNE
18000 | State of Rhode Island | 50621 | Central Power Plant | Commercial CHP | RI | GEN6 |  | 3 | 2.8 | 3.8 | Petroleum Liquids | DFO | GT | 1 | 2004 |  |  | (OP) Operating | [6 empty] | Providence | 41.745 | -71.4584 | Map | Map | ISNE
18000 | State of Rhode Island | 50621 | Central Power Plant | Commercial CHP | RI | GEN7 |  | 2 | 2 | 2 | Natural Gas Internal Combustion Engine | NG | IC | 4 | 2015 |  |  | (OP) Operating | [6 empty] | Providence | 41.745 | -71.4584 | Map | Map | ISNE
27769 | Ocean State Power Co | 51030 | Ocean State Power | IPP Non-CHP | RI | GEN1 | OSP1 | 82.8 | 71.2 | 77.8 | Natural Gas Fired Combined Cycle | NG | CT | 12 | 1990 |  |  | (OP) Operating | [6 empty] | Providence | 42.0097 | -71.6689 | Map | Map | ISNE
27769 | Ocean State Power Co | 51030 | Ocean State Power | IPP Non-CHP | RI | GEN2 | OSP1 | 82.8 | 71.2 | 77.8 | Natural Gas Fired Combined Cycle | NG | CT | 12 | 1990 |  |  | (OP) Operating | [6 empty] | Providence | 42.0097 | -71.6689 | Map | Map | ISNE
27769 | Ocean State Power Co | 51030 | Ocean State Power | IPP Non-CHP | RI | GEN3 | OSP1 | 88.6 | 76.2 | 83.3 | Natural Gas Fired Combined Cycle | NG | CA | 12 | 1990 |  |  | (OP) Operating | [6 empty] | Providence | 42.0097 | -71.6689 | Map | Map | ISNE
16001 | Rhode Island Hospital | 52024 | Rhode Island Hospital | Commercial CHP | RI | GEN2 |  | 1.7 | 1.7 | 1.7 | Natural Gas Steam Turbine | NG | ST | 10 | 1974 |  |  | (OP) Operating | [6 empty] | Providence | 41.8103 | -71.41 | Map | Map | ISNE
16001 | Rhode Island Hospital | 52024 | Rhode Island Hospital | Commercial CHP | RI | GEN4 |  | 1.7 | 1.7 | 1.7 | Natural Gas Steam Turbine | NG | ST | 10 | 1974 |  |  | (OP) Operating | [6 empty] | Providence | 41.8103 | -71.41 | Map | Map | ISNE
16001 | Rhode Island Hospital | 52024 | Rhode Island Hospital | Commercial CHP | RI | NEW1 |  | 3.5 | 3.5 | 3.5 | Natural Gas Steam Turbine | NG | ST | 12 | 1993 |  |  | (OP) Operating | [6 empty] | Providence | 41.8103 | -71.41 | Map | Map | ISNE
16001 | Rhode Island Hospital | 52024 | Rhode Island Hospital | Commercial CHP | RI | NEW3 |  | 3.5 | 3.5 | 3.5 | Natural Gas Steam Turbine | NG | ST | 9 | 1993 |  |  | (OP) Operating | [6 empty] | Providence | 41.8103 | -71.41 | Map | Map | ISNE
14584 | Pawtucket Power Associates LP | 54056 | Pawtucket Power Associates | IPP Non-CHP | RI | GEN1 | CC1 | 41.8 | 33 | 42 | Natural Gas Fired Combined Cycle | NG | CT | 12 | 1990 |  |  | (OP) Operating | [6 empty] | Providence | 41.8615 | -71.4069 | Map | Map | ISNE
14584 | Pawtucket Power Associates LP | 54056 | Pawtucket Power Associates | IPP Non-CHP | RI | GEN2 | CC1 | 27 | 27 | 27 | Natural Gas Fired Combined Cycle | NG | CA | 12 | 1990 |  |  | (OP) Operating | [6 empty] | Providence | 41.8615 | -71.4069 | Map | Map | ISNE
27770 | Ocean State Power II | 54324 | Ocean State Power II | IPP Non-CHP | RI | GEN1 | OSP2 | 82.8 | 71.2 | 77.8 | Natural Gas Fired Combined Cycle | NG | CT | 10 | 1991 |  |  | (OP) Operating | [6 empty] | Providence | 42.0099 | -71.6701 | Map | Map | ISNE
27770 | Ocean State Power II | 54324 | Ocean State Power II | IPP Non-CHP | RI | GEN2 | OSP2 | 82.8 | 71.2 | 77.8 | Natural Gas Fired Combined Cycle | NG | CT | 10 | 1991 |  |  | (OP) Operating | [6 empty] | Providence | 42.0099 | -71.6701 | Map | Map | ISNE
27770 | Ocean State Power II | 54324 | Ocean State Power II | IPP Non-CHP | RI | GEN3 | OSP2 | 88.6 | 76.2 | 83.3 | Natural Gas Fired Combined Cycle | NG | CA | 10 | 1991 |  |  | (OP) Operating | [6 empty] | Providence | 42.0099 | -71.6701 | Map | Map | ISNE
55510 | Tiverton Power LLC | 55048 | Tiverton Power Plant | IPP Non-CHP | RI | UNT1 | 1226 | 179.3 | 177.4 | 203.7 | Natural Gas Fired Combined Cycle | NG | CT | 3 | 2000 |  |  | (OP) Operating | [6 empty] | Newport | 41.6422 | -71.1706 | Map | Map | ISNE
55510 | Tiverton Power LLC | 55048 | Tiverton Power Plant | IPP Non-CHP | RI | UNT2 | 1226 | 93.2 | 90.6 | 94.9 | Natural Gas Fired Combined Cycle | NG | CA | 6 | 2000 |  |  | (OP) Operating | [6 empty] | Newport | 41.6422 | -71.1706 | Map | Map | ISNE
6832 | RISEC Opeating Services | 55107 | Rhode Island State Energy Center | IPP Non-CHP | RI | CTG1 | CC1 | 196 | 168 | 199 | Natural Gas Fired Combined Cycle | NG | CT | 10 | 2002 |  |  | (OP) Operating | [6 empty] | Providence | 41.8017 | -71.5186 | Map | Map | ISNE
6832 | RISEC Opeating Services | 55107 | Rhode Island State Energy Center | IPP Non-CHP | RI | CTG2 | CC1 | 196 | 168 | 199 | Natural Gas Fired Combined Cycle | NG | CT | 10 | 2002 |  |  | (OP) Operating | [6 empty] | Providence | 41.8017 | -71.5186 | Map | Map | ISNE
6832 | RISEC Opeating Services | 55107 | Rhode Island State Energy Center | IPP Non-CHP | RI | STG1 | CC1 | 204 | 218 | 218 | Natural Gas Fired Combined Cycle | NG | CA | 10 | 2002 |  |  | (OP) Operating | [6 empty] | Providence | 41.8017 | -71.5186 | Map | Map | ISNE
57406 | Deepwater Wind Block Island LLC | 58035 | Block Island Wind Farm | IPP Non-CHP | RI | BIWF |  | 30 | 29.3 | 29.3 | Offshore Wind Turbine | WND | WS | 12 | 2016 |  |  | (OP) Operating | [6 empty] | Washington | 41.1147 | -71.5211 | Map | Map | ISNE
56769 | Consolidated Edison Development Inc. | 58214 | West Greenwich Solar | IPP Non-CHP | RI | WGRI |  | 1.9 | 1.9 | 1.9 | Solar Photovoltaic | SUN | PV | 5 | 2013 |  |  | (OP) Operating | [6 empty] | Kent | 41.6494 | -71.71 | Map | Map | ISNE
58541 | Forbes Street Solar, LLC | 58583 | Forbes Street Solar | IPP Non-CHP | RI | FSS1 |  | 3 | 3 | 3 | Solar Photovoltaic | SUN | PV | 12 | 2013 |  |  | (OP) Operating | [6 empty] | Providence | 41.7731 | -71.3389 | Map | Map | ISNE
58682 | WR-TGC Solar Generation IV LLC | 59043 | West Davisville Solar | IPP Non-CHP | RI | PV1 |  | 2 | 2 | 2 | Solar Photovoltaic | SUN | PV | 12 | 2013 |  |  | (OP) Operating | [6 empty] | Washington | 41.6036 | -71.4772 | Map | Map | ISNE
56889 | Rhode Island LFG Genco | 59254 | Johnston LFG Turbine Plant | IPP Non-CHP | RI | GENS1 | CC1 | 10.5 | 8.9 | 9.9 | Landfill Gas | LFG | CA | 5 | 2013 |  |  | (OP) Operating | [6 empty] | Providence | 41.8033 | -71.5233 | Map | Map | ISNE
56889 | Rhode Island LFG Genco | 59254 | Johnston LFG Turbine Plant | IPP Non-CHP | RI | GENT1 | CC1 | 6 | 5.5 | 6.3 | Landfill Gas | LFG | CT | 5 | 2013 |  |  | (OP) Operating | [6 empty] | Providence | 41.8033 | -71.5233 | Map | Map | ISNE
56889 | Rhode Island LFG Genco | 59254 | Johnston LFG Turbine Plant | IPP Non-CHP | RI | GENT2 | CC1 | 6 | 5.5 | 6.3 | Landfill Gas | LFG | CT | 5 | 2013 |  |  | (OP) Operating | [6 empty] | Providence | 41.8033 | -71.5233 | Map | Map | ISNE
56889 | Rhode Island LFG Genco | 59254 | Johnston LFG Turbine Plant | IPP Non-CHP | RI | GENT3 | CC1 | 6 | 5.5 | 6.3 | Landfill Gas | LFG | CT | 5 | 2013 |  |  | (OP) Operating | [6 empty] | Providence | 41.8033 | -71.5233 | Map | Map | ISNE
56889 | Rhode Island LFG Genco | 59254 | Johnston LFG Turbine Plant | IPP Non-CHP | RI | GENT4 | CC1 | 6 | 5.5 | 6.3 | Landfill Gas | LFG | CT | 5 | 2013 |  |  | (OP) Operating | [6 empty] | Providence | 41.8033 | -71.5233 | Map | Map | ISNE
59097 | WED NK Green LLC | 59295 | WED NK Green | IPP Non-CHP | RI | NKG1 |  | 1.5 | 1.5 | 1.5 | Onshore Wind Turbine | WND | WT | 3 | 2012 |  |  | (OP) Operating | [6 empty] | Washington | 41.5817 | -71.4867 | Map | Map | ISNE
59105 | WED Coventry One, LLC | 59301 | WED Coventry 1 | IPP Non-CHP | RI | WEDC1 |  | 1.5 | 1.5 | 1.5 | Onshore Wind Turbine | WND | WT | 10 | 2016 |  |  | (OP) Operating | [6 empty] | Kent | 41.6758 | -71.7075 | Map | Map | ISNE
59106 | WED Coventry Two, LLC | 59302 | WED Coventry 2 | IPP Non-CHP | RI | COV2 |  | 1.5 | 1.5 | 1.5 | Onshore Wind Turbine | WND | WT | 8 | 2016 |  |  | (OP) Operating | [6 empty] | Kent | 41.6725 | -71.7058 | Map | Map | ISNE
59106 | WED Coventry Two, LLC | 59302 | WED Coventry 2 | IPP Non-CHP | RI | COV2A |  | 1.5 | 1.5 | 1.5 | Onshore Wind Turbine | WND | WT | 8 | 2016 |  |  | (OP) Operating | [6 empty] | Kent | 41.6725 | -71.7058 | Map | Map | ISNE
59106 | WED Coventry Two, LLC | 59302 | WED Coventry 2 | IPP Non-CHP | RI | COV2B |  | 1.5 | 1.5 | 1.5 | Onshore Wind Turbine | WND | WT | 8 | 2016 |  |  | (OP) Operating | [6 empty] | Kent | 41.6725 | -71.7058 | Map | Map | ISNE
59107 | WED Coventry Three, LLC | 59305 | WED Coventry 3 | IPP Non-CHP | RI | WEDC3 |  | 1.5 | 1.5 | 1.5 | Onshore Wind Turbine | WND | WT | 8 | 2016 |  |  | (OP) Operating | [6 empty] | Kent | 41.6956 | -71.7208 | Map | Map | ISNE
59108 | WED Coventry Four, LLC | 59306 | WED Coventry 4 | IPP Non-CHP | RI | WEDC4 |  | 1.5 | 1.5 | 1.5 | Onshore Wind Turbine | WND | WT | 8 | 2016 |  |  | (OP) Operating | [6 empty] | Kent | 41.6864 | -71.7283 | Map | Map | ISNE
59116 | WED Coventry Five, LLC | 59313 | WED Coventry 5 | IPP Non-CHP | RI | COV5 |  | 1.5 | 1.5 | 1.5 | Onshore Wind Turbine | WND | WT | 3 | 2017 |  |  | (OP) Operating | [6 empty] | Kent | 41.6597 | -71.6997 | Map | Map | ISNE
59117 | WED Coventry Six, LLC | 59314 | WED Coventry 6 | IPP Non-CHP | RI | COV6 |  | 1.5 | 1.5 | 1.5 | Onshore Wind Turbine | WND | WT | 8 | 2016 |  |  | (OP) Operating | [6 empty] | Kent | 41.6697 | -71.7083 | Map | Map | ISNE
59117 | WED Coventry Six, LLC | 59314 | WED Coventry 6 | IPP Non-CHP | RI | COV6A |  | 1.5 | 1.5 | 1.5 | Onshore Wind Turbine | WND | WT | 8 | 2016 |  |  | (OP) Operating | [6 empty] | Kent | 41.6697 | -71.7083 | Map | Map | ISNE
59117 | WED Coventry Six, LLC | 59314 | WED Coventry 6 | IPP Non-CHP | RI | COV6B |  | 1.5 | 1.5 | 1.5 | Onshore Wind Turbine | WND | WT | 8 | 2016 |  |  | (OP) Operating | [6 empty] | Kent | 41.6697 | -71.7083 | Map | Map | ISNE
59463 | Narragansett Bay Commission | 59692 | NBC Field's Point Wind Farm | Commercial Non-CHP | RI | FPWTG |  | 4.5 | 4.5 | 4.5 | Onshore Wind Turbine | WND | WT | 10 | 2012 |  |  | (OP) Operating | [6 empty] | Providence | 41.7941 | -71.3892 | Map | Map | ISNE
59209 | Half Moon Ventures, LLC | 59858 | Johnston Solar | IPP Non-CHP | RI | JSI01 |  | 1 | 1 | 1 | Solar Photovoltaic | SUN | PV | 7 | 2015 |  |  | (OP) Operating | [6 empty] | Providence | 41.8009 | -71.5595 | Map | Map | ISNE
57081 | WGL Energy Systems, Inc | 60451 | Brookside | IPP Non-CHP | RI | PVBR |  | 1 | 1 | 1 | Solar Photovoltaic | SUN | PV | 11 | 2015 |  |  | (OP) Operating | [6 empty] | Providence | 41.9876 | -71.584 | Map | Map | ISNE
60281 | Altus Power America Management, LLC | 60495 | Little Bay | IPP Non-CHP | RI | 1 |  | 1.3 | 1.3 | 1.3 | Solar Photovoltaic | SUN | PV | 3 | 2014 |  |  | (OP) Operating | [6 empty] | Providence | 41.7992 | -71.436 | Map | Map | ISNE
60621 | WED Portsmouth One, LLC | 61002 | WED Portsmouth One, LLC | IPP Non-CHP | RI | PORT1 |  | 1.5 | 1.5 | 1.5 | Onshore Wind Turbine | WND | WT | 8 | 2016 |  |  | (OP) Operating | [6 empty] | Newport | 41.612 | -71.2493 | Map | Map | ISNE
56769 | Consolidated Edison Development Inc. | 61499 | CED Foster | IPP Non-CHP | RI | FORI |  | 2 | 2 | 2 | Solar Photovoltaic | SUN | PV | 12 | 2017 |  |  | (OP) Operating | [6 empty] | Providence | 41.795 | -71.787 | Map | Map
61216 | WED Kingstown Solar I, LLC | 61612 | WED Kingstown Solar I, LLC - West | IPP Non-CHP | RI | KTNEA |  | 1.5 | 1.5 | 1.5 | Solar Photovoltaic | SUN | PV | 12 | 2017 |  |  | (OP) Operating | [6 empty] | Washington | 41.4918 | -71.6246 | Map | Map | ISNE
61217 | WED Stilson Solar, LLC | 61613 | WED Stilson Solar | IPP Non-CHP | RI | STILS |  | 2 | 2 | 2 | Solar Photovoltaic | SUN | PV | 12 | 2017 |  |  | (OP) Operating | [6 empty] | Washington | 41.5188 | -71.6865 | Map | Map | ISNE
61216 | WED Kingstown Solar I, LLC | 61622 | WED Kingstown Solar I - East Array | IPP Non-CHP | RI | KTNWA |  | 3 | 3 | 3 | Solar Photovoltaic | SUN | PV | 12 | 2017 |  |  | (OP) Operating | [6 empty] | Washington | 41.4923 | -71.6191 | Map | Map | IS
61249 | Entropy Investment Management, LLC | 60831 | Orbit Energy RI | IPP Non-CHP | RI | 1 |  | 3.2 | 3.2 | 3.2 | Other Waste Biomass | OBG | IC | 7 | 2017 |  |  | (SB) Standby/Backup: available for service but not normally used | [6 empty] | Providence | 41.8054 | -71.5142 | Map | Map | ISNE
4794 | City of Danville - (VA) | 56363 | Danville New Design Plant | Electric Utility | VA | GEN 1 |  | 1.8 | 1.2 | 1.2 | Petroleum Liquids | DFO | IC | 7 | 2005 |  |  | (OA) Out of service but expected to return to service in next calendar year | [6 empty] | Danville City | 36.6308 | -79.3894 | Map | Map | PJM
4794 | City of Danville - (VA) | 56364 | Danville Kentuck Road Plant | Electric Utility | VA | GEN 1 |  | 1.8 | 1.2 | 1.2 | Petroleum Liquids | DFO | IC | 7 | 2005 |  |  | (OA) Out of service but expected to return to service in next calendar year | [6 empty] | Pittsylvania | 36.6533 | -79.2906 | Map | Map | PJM
4794 | City of Danville - (VA) | 56365 | Danville Westover Plant | Electric Utility | VA | GEN1 |  | 1.8 | 1.2 | 1.2 | Petroleum Liquids | DFO | IC | 7 | 2005 |  |  | (OA) Out of service but expected to return to service in next calendar year | [6 empty] | Danville City | 36.6114 | -79.4631 | Map | Map | PJM
733 | Appalachian Power Co | 3772 | Buck Hydro | Electric Utility | VA | 1 |  | 2.8 | 3 | 5.3 | Conventional Hydroelectric | WAT | HY | 1 | 1912 |  |  | (OP) Operating | [6 empty] | Carroll | 36.8082 | -80.9387 | Map | Map | PJM
733 | Appalachian Power Co | 3772 | Buck Hydro | Electric Utility | VA | 2 |  | 2.8 | 3 | 5.3 | Conventional Hydroelectric | WAT | HY | 1 | 1912 |  |  | (OP) Operating | [6 empty] | Carroll | 36.8082 | -80.9387 | Map | Map | PJM
733 | Appalachian Power Co | 3772 | Buck Hydro | Electric Utility | VA | 3 |  | 2.8 | 3 | 5.3 | Conventional Hydroelectric | WAT | HY | 1 | 1912 |  |  | (OP) Operating | [6 empty] | Carroll | 36.8082 | -80.9387 | Map | Map | PJM
733 | Appalachian Power Co | 3773 | Byllesby 2 | Electric Utility | VA | 1 |  | 5.4 | 7.9 | 4.4 | Conventional Hydroelectric | WAT | HY | 1 | 1912 |  |  | (OP) Operating | [6 empty] | Carroll | 36.7858 | -80.9333 | Map | Map | PJM
733 | Appalachian Power Co | 3773 | Byllesby 2 | Electric Utility | VA | 2 |  | 5.4 | 7.9 | 4.4 | Conventional Hydroelectric | WAT | HY | 1 | 1912 |  |  | (OP) Operating | [6 empty] | Carroll | 36.7858 | -80.9333 | Map | Map | PJM
733 | Appalachian Power Co | 3773 | Byllesby 2 | Electric Utility | VA | 3 |  | 5.4 | 7.9 | 4.4 | Conventional Hydroelectric | WAT | HY | 1 | 1912 |  |  | (OP) Operating | [6 empty] | Carroll | 36.7858 | -80.9333 | Map | Map | PJM
733 | Appalachian Power Co | 3773 | Byllesby 2 | Electric Utility | VA | 4 |  | 5.4 | 7.9 | 4.4 | Conventional Hydroelectric | WAT | HY | 1 | 1912 |  |  | (OP) Operating | [6 empty] | Carroll | 36.7858 | -80.9333 | Map | Map | PJM
733 | Appalachian Power Co | 3774 | Claytor | Electric Utility | VA | 1 |  | 18.7 | 14.7 | 28.2 | Conventional Hydroelectric | WAT | HY | 8 | 1939 |  |  | (OP) Operating | [6 empty] | Pulaski | 37.075 | -80.5847 | Map | Map | PJM
733 | Appalachian Power Co | 3774 | Claytor | Electric Utility | VA | 2 |  | 18.7 | 14.7 | 28.2 | Conventional Hydroelectric | WAT | HY | 8 | 1939 |  |  | (OP) Operating | [6 empty] | Pulaski | 37.075 | -80.5847 | Map | Map | PJM
733 | Appalachian Power Co | 3774 | Claytor | Electric Utility | VA | 3 |  | 18.7 | 14.7 | 28.2 | Conventional Hydroelectric | WAT | HY | 8 | 1939 |  |  | (OP) Operating | [6 empty] | Pulaski | 37.075 | -80.5847 | Map | Map | PJM
733 | Appalachian Power Co | 3774 | Claytor | Electric Utility | VA | 4 |  | 18.7 | 14.7 | 28.2 | Conventional Hydroelectric | WAT | HY | 8 | 1939 |  |  | (OP) Operating | [6 empty] | Pulaski | 37.075 | -80.5847 | Map | Map | PJM
733 | Appalachian Power Co | 3775 | Clinch River | Electric Utility | VA | 1 |  | 237.5 | 230 | 235 | Natural Gas Steam Turbine | NG | ST | 9 | 1958 |  |  | (OP) Operating | [6 empty] | Russell | 36.9333 | -82.1997 | Map | Map | PJM
733 | Appalachian Power Co | 3775 | Clinch River | Electric Utility | VA | 2 |  | 237.5 | 230 | 235 | Natural Gas Steam Turbine | NG | ST | 12 | 1958 |  |  | (OP) Operating | [6 empty] | Russell | 36.9333 | -82.1997 | Map | Map | PJM
733 | Appalachian Power Co | 3777 | Leesville | Electric Utility | VA | 1 |  | 20 | 25 | 25 | Conventional Hydroelectric | WAT | HY | 2 | 1964 |  |  | (OP) Operating | [6 empty] | Pittsylvania | 37.0933 | -79.4025 | Map | Map | PJM
733 | Appalachian Power Co | 3777 | Leesville | Electric Utility | VA | 2 |  | 20 | 25 | 25 | Conventional Hydroelectric | WAT | HY | 3 | 1964 |  |  | (OP) Operating | [6 empty] | Pittsylvania | 37.0933 | -79.4025 | Map | Map | PJM
733 | Appalachian Power Co | 3778 | Niagara | Electric Utility | VA | 1 |  | 2.4 | 0.6 | 1.4 | Conventional Hydroelectric | WAT | HY | 6 | 1954 |  |  | (OP) Operating | [6 empty] | Roanoke | 37.2544 | -79.8756 | Map | Map | PJM
733 | Appalachian Power Co | 3778 | Niagara | Electric Utility | VA | 2 |  | 1.2 | 1.2 | 1.2 | Conventional Hydroelectric | WAT | HY | 6 | 1954 |  |  | (OP) Operating | [6 empty] | Roanoke | 37.2544 | -79.8756 | Map | Map | PJM
733 | Appalachian Power Co | 3779 | Reusens | Electric Utility | VA | 1 |  | 2.5 | 2.5 | 2.5 | Conventional Hydroelectric | WAT | HY | 1 | 1903 |  |  | (OP) Operating | [6 empty] | Campbell | 37.4639 | -79.1856 | Map | Map | PJM
733 | Appalachian Power Co | 3779 | Reusens | Electric Utility | VA | 2 |  | 2.5 | 2.5 | 2.5 | Conventional Hydroelectric | WAT | HY | 1 | 1903 |  |  | (OP) Operating | [6 empty] | Campbell | 37.4639 | -79.1856 | Map | Map | PJM
733 | Appalachian Power Co | 3779 | Reusens | Electric Utility | VA | 3 |  | 2.5 | 2.5 | 2.5 | Conventional Hydroelectric | WAT | HY | 1 | 1903 |  |  | (OP) Operating | [6 empty] | Campbell | 37.4639 | -79.1856 | Map | Map | PJM
733 | Appalachian Power Co | 3779 | Reusens | Electric Utility | VA | 4 |  | 2.5 | 2.5 | 2.5 | Conventional Hydroelectric | WAT | HY | 1 | 1903 |  |  | (OP) Operating | [6 empty] | Campbell | 37.4639 | -79.1856 | Map | Map | PJM
733 | Appalachian Power Co | 3779 | Reusens | Electric Utility | VA | 5 |  | 2.5 | 2.5 | 2.5 | Conventional Hydroelectric | WAT | HY | 1 | 1903 |  |  | (OP) Operating | [6 empty] | Campbell | 37.4639 | -79.1856 | Map | Map | PJM
733 | Appalachian Power Co | 3780 | Smith Mountain | Electric Utility | VA | 1 |  | 66 | 66 | 66 | Hydroelectric Pumped Storage | WAT | PS | 12 | 1965 |  |  | (OP) Operating | [6 empty] | Pittsylvania | 37.0413 | -79.5356 | Map | Map | PJM
733 | Appalachian Power Co | 3780 | Smith Mountain | Electric Utility | VA | 2 |  | 150.1 | 174 | 174 | Conventional Hydroelectric | WAT | HY | 12 | 1965 |  |  | (OP) Operating | [6 empty] | Pittsylvania | 37.0413 | -79.5356 | Map | Map | PJM
733 | Appalachian Power Co | 3780 | Smith Mountain | Electric Utility | VA | 3 |  | 115.3 | 106 | 106 | Hydroelectric Pumped Storage | WAT | PS | 6 | 1980 |  |  | (OP) Operating | [6 empty] | Pittsylvania | 37.0413 | -79.5356 | Map | Map | PJM
733 | Appalachian Power Co | 3780 | Smith Mountain | Electric Utility | VA | 4 |  | 150.1 | 174 | 174 | Conventional Hydroelectric | WAT | HY | 2 | 1966 |  |  | (OP) Operating | [6 empty] | Pittsylvania | 37.0413 | -79.5356 | Map | Map | PJM
733 | Appalachian Power Co | 3780 | Smith Mountain | Electric Utility | VA | 5 |  | 66 | 66 | 66 | Hydroelectric Pumped Storage | WAT | PS | 2 | 1966 |  |  | (OP) Operating | [6 empty] | Pittsylvania | 37.0413 | -79.5356 | Map | Map | PJM
59927 | PE Hydro Generation, LLC | 3789 | Luray Hydro Station | IPP Non-CHP | VA | 1 |  | 0.6 | 0.4 | 0.6 | Conventional Hydroelectric | WAT | HY | 1 | 1927 |  |  | (OP) Operating | [6 empty] | Page | 38.6767 | -78.4989 | Map | Map | PJM
59927 | PE Hydro Generation, LLC | 3789 | Luray Hydro Station | IPP Non-CHP | VA | 2 |  | 0.4 | 0.3 | 0.4 | Conventional Hydroelectric | WAT | HY | 1 | 1927 |  |  | (OP) Operating | [6 empty] | Page | 38.6767 | -78.4989 | Map | Map | PJM
59927 | PE Hydro Generation, LLC | 3789 | Luray Hydro Station | IPP Non-CHP | VA | 3 |  | 0.6 | 0.4 | 0.6 | Conventional Hydroelectric | WAT | HY | 1 | 1927 |  |  | (OP) Operating | [6 empty] | Page | 38.6767 | -78.4989 | Map | Map | PJM
59927 | PE Hydro Generation, LLC | 3790 | Newport Hydro Station | IPP Non-CHP | VA | 1 |  | 0.4 | 0.3 | 0.4 | Conventional Hydroelectric | WAT | HY | 1 | 1923 |  |  | (OP) Operating | [6 empty] | Page | 38.5714 | -78.5936 | Map | Map | PJM
59927 | PE Hydro Generation, LLC | 3790 | Newport Hydro Station | IPP Non-CHP | VA | 2 |  | 0.4 | 0.5 | 0.5 | Conventional Hydroelectric | WAT | HY | 1 | 1923 |  |  | (OP) Operating | [6 empty] | Page | 38.5714 | -78.5936 | Map | Map | PJM
59927 | PE Hydro Generation, LLC | 3790 | Newport Hydro Station | IPP Non-CHP | VA | 3 |  | 0.6 | 0.5 | 0.6 | Conventional Hydroelectric | WAT | HY | 1 | 1923 |  |  | (OP) Operating | [6 empty] | Page | 38.5714 | -78.5936 | Map | Map | PJM
19876 | Virginia Electric & Power Co | 3796 | Bremo Bluff | Electric Utility | VA | 3 |  | 69 | 71 | 74 | Natural Gas Steam Turbine | NG | ST | 6 | 1950 |  |  | (OP) Operating | [6 empty] | Fluvanna | 37.7089 | -78.2878 | Map | Map | PJM
19876 | Virginia Electric & Power Co | 3796 | Bremo Bluff | Electric Utility | VA | 4 |  | 185.2 | 156 | 161 | Natural Gas Steam Turbine | NG | ST | 8 | 1958 |  |  | (OP) Operating | [6 empty] | Fluvanna | 37.7089 | -78.2878 | Map | Map | PJM
19876 | Virginia Electric & Power Co | 3797 | Chesterfield | Electric Utility | VA | 3 |  | 112.5 | 97.5 | 101.5 | Conventional Steam Coal | BIT | ST | 12 | 1952 |  |  | (OP) Operating | [6 empty] | Chesterfield | 37.3822 | -77.3833 | Map | Map | PJM
19876 | Virginia Electric & Power Co | 3797 | Chesterfield | Electric Utility | VA | 4 |  | 187.5 | 162.5 | 167.5 | Conventional Steam Coal | BIT | ST | 6 | 1960 |  |  | (OP) Operating | [6 empty] | Chesterfield | 37.3822 | -77.3833 | Map | Map | PJM
19876 | Virginia Electric & Power Co | 3797 | Chesterfield | Electric Utility | VA | 5 |  | 359 | 336 | 342 | Conventional Steam Coal | BIT | ST | 8 | 1964 |  |  | (OP) Operating | [6 empty] | Chesterfield | 37.3822 | -77.3833 | Map | Map | PJM
19876 | Virginia Electric & Power Co | 3797 | Chesterfield | Electric Utility | VA | 6 |  | 693.9 | 670 | 690 | Conventional Steam Coal | BIT | ST | 12 | 1969 |  |  | (OP) Operating | [6 empty] | Chesterfield | 37.3822 | -77.3833 | Map | Map | PJM
19876 | Virginia Electric & Power Co | 3797 | Chesterfield | Electric Utility | VA | CT7 | CH7 | 145 | 142 | 166 | Natural Gas Fired Combined Cycle | NG | CT | 6 | 1990 |  |  | (OP) Operating | [6 empty] | Chesterfield | 37.3822 | -77.3833 | Map | Map | PJM
19876 | Virginia Electric & Power Co | 3797 | Chesterfield | Electric Utility | VA | CT8 | CH8 | 148 | 140 | 175 | Natural Gas Fired Combined Cycle | NG | CT | 5 | 1992 |  |  | (OP) Operating | [6 empty] | Chesterfield | 37.3822 | -77.3833 | Map | Map | PJM
19876 | Virginia Electric & Power Co | 3797 | Chesterfield | Electric Utility | VA | CW7 | CH7 | 74.4 | 55 | 60 | Natural Gas Fired Combined Cycle | NG | CA | 6 | 1990 |  |  | (OP) Operating | [6 empty] | Chesterfield | 37.3822 | -77.3833 | Map | Map | PJM
19876 | Virginia Electric & Power Co | 3797 | Chesterfield | Electric Utility | VA | CW8 | CH8 | 79.2 | 60 | 61 | Natural Gas Fired Combined Cycle | NG | CA | 5 | 1992 |  |  | (OP) Operating | [6 empty] | Chesterfield | 37.3822 | -77.3833 | Map | Map | PJM
19876 | Virginia Electric & Power Co | 3798 | Cushaw | Electric Utility | VA | 1 |  | 1.5 | 0.4 | 0.4 | Conventional Hydroelectric | WAT | HY | 1 | 1930 |  |  | (OP) Operating | [6 empty] | Amherst | 37.5929 | -79.3808 | Map | Map | PJM
19876 | Virginia Electric & Power Co | 3798 | Cushaw | Electric Utility | VA | 2 |  | 1.5 | 0.4 | 0.4 | Conventional Hydroelectric | WAT | HY | 1 | 1930 |  |  | (OP) Operating | [6 empty] | Amherst | 37.5929 | -79.3808 | Map | Map | PJM
19876 | Virginia Electric & Power Co | 3798 | Cushaw | Electric Utility | VA | 3 |  | 1.5 | 0.4 | 0.4 | Conventional Hydroelectric | WAT | HY | 1 | 1930 |  |  | (OP) Operating | [6 empty] | Amherst | 37.5929 | -79.3808 | Map | Map | PJM
19876 | Virginia Electric & Power Co | 3798 | Cushaw | Electric Utility | VA | 4 |  | 1.5 | 0.4 | 0.4 | Conventional Hydroelectric | WAT | HY | 1 | 1930 |  |  | (OP) Operating | [6 empty] | Amherst | 37.5929 | -79.3808 | Map | Map | PJM
19876 | Virginia Electric & Power Co | 3798 | Cushaw | Electric Utility | VA | 5 |  | 1.5 | 0.4 | 0.4 | Conventional Hydroelectric | WAT | HY | 1 | 1930 |  |  | (OP) Operating | [6 empty] | Amherst | 37.5929 | -79.3808 | Map | Map | PJM
19876 | Virginia Electric & Power Co | 3799 | Low Moor | Electric Utility | VA | GT1 |  | 20.7 | 12 | 17 | Petroleum Liquids | DFO | GT | 7 | 1971 |  |  | (OP) Operating | [6 empty] | Alleghany | 37.777 | -79.892 | Map | Map | PJM
19876 | Virginia Electric & Power Co | 3799 | Low Moor | Electric Utility | VA | GT2 |  | 20.7 | 12 | 16 | Petroleum Liquids | DFO | GT | 7 | 1971 |  |  | (OP) Operating | [6 empty] | Alleghany | 37.777 | -79.892 | Map | Map | PJM
19876 | Virginia Electric & Power Co | 3799 | Low Moor | Electric Utility | VA | GT3 |  | 20.7 | 12 | 15 | Petroleum Liquids | DFO | GT | 8 | 1971 |  |  | (OP) Operating | [6 empty] | Alleghany | 37.777 | -79.892 | Map | Map | PJM
19876 | Virginia Electric & Power Co | 3799 | Low Moor | Electric Utility | VA | GT4 |  | 20.7 | 12 | 17 | Petroleum Liquids | DFO | GT | 8 | 1971 |  |  | (OP) Operating | [6 empty] | Alleghany | 37.777 | -79.892 | Map | Map | PJM
19876 | Virginia Electric & Power Co | 3800 | Northern Neck | Electric Utility | VA | GT1 |  | 20.7 | 12 | 18 | Petroleum Liquids | DFO | GT | 7 | 1971 |  |  | (OP) Operating | [6 empty] | Richmond | 37.95 | -76.711 | Map | Map | PJM
19876 | Virginia Electric & Power Co | 3800 | Northern Neck | Electric Utility | VA | GT2 |  | 20.7 | 11 | 17 | Petroleum Liquids | DFO | GT | 8 | 1971 |  |  | (OP) Operating | [6 empty] | Richmond | 37.95 | -76.711 | Map | Map | PJM
19876 | Virginia Electric & Power Co | 3800 | Northern Neck | Electric Utility | VA | GT3 |  | 20.7 | 12 | 17 | Petroleum Liquids | DFO | GT | 7 | 1971 |  |  | (OP) Operating | [6 empty] | Richmond | 37.95 | -76.711 | Map | Map | PJM
19876 | Virginia Electric & Power Co | 3800 | Northern Neck | Electric Utility | VA | GT4 |  | 20.7 | 12 | 18 | Petroleum Liquids | DFO | GT | 8 | 1971 |  |  | (OP) Operating | [6 empty] | Richmond | 37.95 | -76.711 | Map | Map | PJM
19876 | Virginia Electric & Power Co | 3803 | Chesapeake | Electric Utility | VA | 6 |  | 16.3 | 12 | 16 | Petroleum Liquids | DFO | GT | 7 | 1969 |  |  | (OP) Operating | [6 empty] | Chesapeake City | 36.7711 | -76.3019 | Map | Map | PJM
19876 | Virginia Electric & Power Co | 3803 | Chesapeake | Electric Utility | VA | GT1 |  | 18.5 | 15 | 20 | Petroleum Liquids | DFO | GT | 12 | 1967 |  |  | (OP) Operating | [6 empty] | Chesapeake City | 36.7711 | -76.3019 | Map | Map | PJM
19876 | Virginia Electric & Power Co | 3803 | Chesapeake | Electric Utility | VA | GT2 |  | 16.3 | 12 | 17 | Petroleum Liquids | DFO | GT | 3 | 1969 |  |  | (OP) Operating | [6 empty] | Chesapeake City | 36.7711 | -76.3019 | Map | Map | PJM
19876 | Virginia Electric & Power Co | 3803 | Chesapeake | Electric Utility | VA | GT4 |  | 16.3 | 12 | 16 | Petroleum Liquids | DFO | GT | 5 | 1969 |  |  | (OP) Operating | [6 empty] | Chesapeake City | 36.7711 | -76.3019 | Map | Map | PJM
19876 | Virginia Electric & Power Co | 3804 | Possum Point | Electric Utility | VA | 3 |  | 113.6 | 96 | 100 | Natural Gas Steam Turbine | NG | ST | 6 | 1955 |  |  | (OP) Operating | [6 empty] | Prince William | 38.5367 | -77.2806 | Map | Map | PJM
19876 | Virginia Electric & Power Co | 3804 | Possum Point | Electric Utility | VA | 4 |  | 239.3 | 220 | 225 | Natural Gas Steam Turbine | NG | ST | 4 | 1962 |  |  | (OP) Operating | [6 empty] | Prince William | 38.5367 | -77.2806 | Map | Map | PJM
19876 | Virginia Electric & Power Co | 3804 | Possum Point | Electric Utility | VA | 5 |  | 882 | 786 | 805 | Petroleum Liquids | RFO | ST | 6 | 1975 |  |  | (OP) Operating | [6 empty] | Prince William | 38.5367 | -77.2806 | Map | Map | PJM
19876 | Virginia Electric & Power Co | 3804 | Possum Point | Electric Utility | VA | 6A | G784 | 174 | 148.5 | 176.5 | Natural Gas Fired Combined Cycle | NG | CT | 7 | 2003 |  |  | (OP) Operating | [6 empty] | Prince William | 38.5367 | -77.2806 | Map | Map | PJM
19876 | Virginia Electric & Power Co | 3804 | Possum Point | Electric Utility | VA | 6B | G784 | 174 | 148.5 | 176.5 | Natural Gas Fired Combined Cycle | NG | CT | 7 | 2003 |  |  | (OP) Operating | [6 empty] | Prince William | 38.5367 | -77.2806 | Map | Map | PJM
19876 | Virginia Electric & Power Co | 3804 | Possum Point | Electric Utility | VA | 6ST | G784 | 265 | 262 | 262 | Natural Gas Fired Combined Cycle | NG | CA | 7 | 2003 |  |  | (OP) Operating | [6 empty] | Prince William | 38.5367 | -77.2806 | Map | Map | PJM
19876 | Virginia Electric & Power Co | 3804 | Possum Point | Electric Utility | VA | GT1 |  | 16 | 12 | 19 | Petroleum Liquids | DFO | GT | 5 | 1968 |  |  | (OP) Operating | [6 empty] | Prince William | 38.5367 | -77.2806 | Map | Map | PJM
19876 | Virginia Electric & Power Co | 3804 | Possum Point | Electric Utility | VA | GT2 |  | 16 | 12 | 17 | Petroleum Liquids | DFO | GT | 5 | 1968 |  |  | (OP) Operating | [6 empty] | Prince William | 38.5367 | -77.2806 | Map | Map | PJM
19876 | Virginia Electric & Power Co | 3804 | Possum Point | Electric Utility | VA | GT3 |  | 16 | 12 | 16 | Petroleum Liquids | DFO | GT | 5 | 1968 |  |  | (OP) Operating | [6 empty] | Prince William | 38.5367 | -77.2806 | Map | Map | PJM
19876 | Virginia Electric & Power Co | 3804 | Possum Point | Electric Utility | VA | GT4 |  | 16 | 12 | 18 | Petroleum Liquids | DFO | GT | 5 | 1968 |  |  | (OP) Operating | [6 empty] | Prince William | 38.5367 | -77.2806 | Map | Map | PJM
19876 | Virginia Electric & Power Co | 3804 | Possum Point | Electric Utility | VA | GT5 |  | 16 | 12 | 17 | Petroleum Liquids | DFO | GT | 5 | 1968 |  |  | (OP) Operating | [6 empty] | Prince William | 38.5367 | -77.2806 | Map | Map | PJM
19876 | Virginia Electric & Power Co | 3804 | Possum Point | Electric Utility | VA | GT6 |  | 16 | 12 | 19 | Petroleum Liquids | DFO | GT | 5 | 1968 |  |  | (OP) Operating | [6 empty] | Prince William | 38.5367 | -77.2806 | Map | Map | PJM
19876 | Virginia Electric & Power Co | 3806 | Surry | Electric Utility | VA | 1 |  | 847.5 | 838 | 875 | Nuclear | NUC | ST | 12 | 1972 |  |  | (OP) Operating | [6 empty] | Surry | 37.1661 | -76.6986 | Map | Map | PJM
19876 | Virginia Electric & Power Co | 3806 | Surry | Electric Utility | VA | 2 |  | 847.5 | 838 | 875 | Nuclear | NUC | ST | 5 | 1973 |  |  | (OP) Operating | [6 empty] | Surry | 37.1661 | -76.6986 | Map | Map | PJM
19876 | Virginia Electric & Power Co | 3809 | Yorktown | Electric Utility | VA | 1 |  | 187.5 | 159 | 162 | Conventional Steam Coal | BIT | ST | 7 | 1957 | 5 | 2019 | (OP) Operating | [6 empty] | York | 37.2144 | -76.4611 | Map | Map | PJM
19876 | Virginia Electric & Power Co | 3809 | Yorktown | Electric Utility | VA | 2 |  | 187.5 | 164 | 165 | Conventional Steam Coal | BIT | ST | 1 | 1959 | 5 | 2018 | (OP) Operating | [6 empty] | York | 37.2144 | -76.4611 | Map | Map | PJM
19876 | Virginia Electric & Power Co | 3809 | Yorktown | Electric Utility | VA | 3 |  | 882 | 790 | 792 | Petroleum Liquids | RFO | ST | 12 | 1974 |  |  | (OP) Operating | [6 empty] | York | 37.2144 | -76.4611 | Map | Map | PJM
1456 | Town of Bedford - (VA) | 3821 | Snowden | Electric Utility | VA | 4 |  | 2.5 | 2.5 | 2.5 | Conventional Hydroelectric | WAT | HY | 8 | 1987 |  |  | (OP) Operating | [6 empty] | Bedford | 37.5736 | -79.3715 | Map | Map | PJM
1456 | Town of Bedford - (VA) | 3821 | Snowden | Electric Utility | VA | 5 |  | 2.5 | 2.5 | 2.5 | Conventional Hydroelectric | WAT | HY | 8 | 1987 |  |  | (OP) Operating | [6 empty] | Bedford | 37.5736 | -79.3715 | Map | Map | PJM
4794 | City of Danville - (VA) | 3825 | Pinnacles | Electric Utility | VA | 1 |  | 3.7 | 3.5 | 3.5 | Conventional Hydroelectric | WAT | HY | 6 | 1938 |  |  | (OP) Operating | [6 empty] | Patrick | 36.6669 | -80.4479 | Map | Map | PJM
4794 | City of Danville - (VA) | 3825 | Pinnacles | Electric Utility | VA | 2 |  | 3.7 | 3.5 | 3.5 | Conventional Hydroelectric | WAT | HY | 6 | 1938 |  |  | (OP) Operating | [6 empty] | Patrick | 36.6669 | -80.4479 | Map | Map | PJM
4794 | City of Danville - (VA) | 3825 | Pinnacles | Electric Utility | VA | 3 |  | 3.7 | 3.5 | 3.5 | Conventional Hydroelectric | WAT | HY | 6 | 1938 |  |  | (OP) Operating | [6 empty] | Patrick | 36.6669 | -80.4479 | Map | Map | PJM
11770 | City of Martinsville - (VA) | 3826 | Martinsville | Electric Utility | VA | 1 |  | 0.3 | 0.3 | 0.3 | Conventional Hydroelectric | WAT | HY | 5 | 1932 |  |  | (OP) Operating | [6 empty] | Henry | 36.6641 | -79.8836 | Map | Map | PJM
11770 | City of Martinsville - (VA) | 3826 | Martinsville | Electric Utility | VA | 2 |  | 1 | 0.9 | 0.9 | Conventional Hydroelectric | WAT | HY | 5 | 1932 |  |  | (OP) Operating | [6 empty] | Henry | 36.6641 | -79.8836 | Map | Map | PJM
18574 | USCE-Wilmington District | 3833 | John H Kerr | Electric Utility | VA | 1 |  | 13.8 | 13.8 | 13.8 | Conventional Hydroelectric | WAT | HY | 12 | 1952 |  |  | (OP) Operating | [6 empty] | Mecklenburg | 36.5994 | -78.3005 | Map | Map | PJM
18574 | USCE-Wilmington District | 3833 | John H Kerr | Electric Utility | VA | 2 |  | 46.8 | 46.8 | 46.8 | Conventional Hydroelectric | WAT | HY | 11 | 1952 |  |  | (OP) Operating | [6 empty] | Mecklenburg | 36.5994 | -78.3005 | Map | Map | PJM
18574 | USCE-Wilmington District | 3833 | John H Kerr | Electric Utility | VA | 3 |  | 46.8 | 46.8 | 46.8 | Conventional Hydroelectric | WAT | HY | 1 | 1953 |  |  | (OP) Operating | [6 empty] | Mecklenburg | 36.5994 | -78.3005 | Map | Map | PJM
18574 | USCE-Wilmington District | 3833 | John H Kerr | Electric Utility | VA | 4 |  | 46.8 | 46.8 | 46.8 | Conventional Hydroelectric | WAT | HY | 3 | 1953 |  |  | (OP) Operating | [6 empty] | Mecklenburg | 36.5994 | -78.3005 | Map | Map | PJM
18574 | USCE-Wilmington District | 3833 | John H Kerr | Electric Utility | VA | 5 |  | 46.8 | 46.8 | 46.8 | Conventional Hydroelectric | WAT | HY | 9 | 1953 |  |  | (OP) Operating | [6 empty] | Mecklenburg | 36.5994 | -78.3005 | Map | Map | PJM
18574 | USCE-Wilmington District | 3833 | John H Kerr | Electric Utility | VA | 6 |  | 46.8 | 46.8 | 46.8 | Conventional Hydroelectric | WAT | HY | 10 | 1953 |  |  | (OP) Operating | [6 empty] | Mecklenburg | 36.5994 | -78.3005 | Map | Map | PJM
18574 | USCE-Wilmington District | 3833 | John H Kerr | Electric Utility | VA | 7 |  | 46.8 | 46.8 | 46.8 | Conventional Hydroelectric | WAT | HY | 12 | 1953 |  |  | (OP) Operating | [6 empty] | Mecklenburg | 36.5994 | -78.3005 | Map | Map | PJM
18574 | USCE-Wilmington District | 3833 | John H Kerr | Electric Utility | VA | A |  | 1.1 | 1 | 1 | Conventional Hydroelectric | WAT | HY | 12 | 2008 |  |  | (OP) Operating | [6 empty] | Mecklenburg | 36.5994 | -78.3005 | Map | Map | PJM
18574 | USCE-Wilmington District | 3833 | John H Kerr | Electric Utility | VA | B |  | 1.1 | 1 | 1 | Conventional Hydroelectric | WAT | HY | 8 | 2008 |  |  | (OP) Operating | [6 empty] | Mecklenburg | 36.5994 | -78.3005 | Map | Map | PJM
18574 | USCE-Wilmington District | 3834 | Philpott Lake | Electric Utility | VA | 1 |  | 6.7 | 7.5 | 7.5 | Conventional Hydroelectric | WAT | HY | 8 | 1953 |  |  | (OP) Operating |  |  |  | 2023 | 12 | 3.2 | Henry | 36.7803 | -80.0281 | Map | Map | PJM
18574 | USCE-Wilmington District | 3834 | Philpott Lake | Electric Utility | VA | 2 |  | 6.7 | 7.5 | 7.5 | Conventional Hydroelectric | WAT | HY | 8 | 1953 |  |  | (OP) Operating |  |  |  | 2023 | 12 | 3.2 | Henry | 36.7803 | -80.0281 | Map | Map | PJM
18574 | USCE-Wilmington District | 3834 | Philpott Lake | Electric Utility | VA | 3 |  | 0.6 | 0.6 | 0.6 | Conventional Hydroelectric | WAT | HY | 8 | 1953 |  |  | (OP) Operating | [6 empty] | Henry | 36.7803 | -80.0281 | Map | Map | PJM
19876 | Virginia Electric & Power Co | 6167 | Bath County | Electric Utility | VA | 1 |  | 477 | 500 | 500 | Hydroelectric Pumped Storage | WAT | PS | 12 | 1985 |  |  | (OP) Operating | [6 empty] | Bath | 38.2089 | -79.8 | Map | Map | PJM
19876 | Virginia Electric & Power Co | 6167 | Bath County | Electric Utility | VA | 2 |  | 477 | 500 | 500 | Hydroelectric Pumped Storage | WAT | PS | 12 | 1985 |  |  | (OP) Operating | [6 empty] | Bath | 38.2089 | -79.8 | Map | Map | PJM
19876 | Virginia Electric & Power Co | 6167 | Bath County | Electric Utility | VA | 3 |  | 477 | 502 | 502 | Hydroelectric Pumped Storage | WAT | PS | 12 | 1985 |  |  | (OP) Operating | [6 empty] | Bath | 38.2089 | -79.8 | Map | Map | PJM
19876 | Virginia Electric & Power Co | 6167 | Bath County | Electric Utility | VA | 4 |  | 477 | 500 | 500 | Hydroelectric Pumped Storage | WAT | PS | 12 | 1985 |  |  | (OP) Operating | [6 empty] | Bath | 38.2089 | -79.8 | Map | Map | PJM
19876 | Virginia Electric & Power Co | 6167 | Bath County | Electric Utility | VA | 5 |  | 477 | 501 | 501 | Hydroelectric Pumped Storage | WAT | PS | 12 | 1985 |  |  | (OP) Operating | [6 empty] | Bath | 38.2089 | -79.8 | Map | Map | PJM
19876 | Virginia Electric & Power Co | 6167 | Bath County | Electric Utility | VA | 6 |  | 477 | 500 | 500 | Hydroelectric Pumped Storage | WAT | PS | 12 | 1985 |  |  | (OP) Operating | [6 empty] | Bath | 38.2089 | -79.8 | Map | Map | PJM
19876 | Virginia Electric & Power Co | 6168 | North Anna | Electric Utility | VA | 1 |  | 979.7 | 948 | 982 | Nuclear | NUC | ST | 6 | 1978 |  |  | (OP) Operating | [6 empty] | Louisa | 38.06 | -77.7897 | Map | Map | PJM
19876 | Virginia Electric & Power Co | 6168 | North Anna | Electric Utility | VA | 2 |  | 979.7 | 944 | 976 | Nuclear | NUC | ST | 12 | 1980 |  |  | (OP) Operating | [6 empty] | Louisa | 38.06 | -77.7897 | Map | Map | PJM
19876 | Virginia Electric & Power Co | 6168 | North Anna | Electric Utility | VA | HC1 |  | 1 | 1 | 1 | Conventional Hydroelectric | WAT | HY | 12 | 1987 |  |  | (OP) Operating | [6 empty] | Louisa | 38.06 | -77.7897 | Map | Map | PJM
19876 | Virginia Electric & Power Co | 7032 | Gravel Neck | Electric Utility | VA | 1 |  | 16.3 | 12 | 15 | Petroleum Liquids | DFO | GT | 8 | 1970 |  |  | (OP) Operating | [6 empty] | Surry | 37.1575 | -76.6911 | Map | Map | PJM
19876 | Virginia Electric & Power Co | 7032 | Gravel Neck | Electric Utility | VA | 2 |  | 23.8 | 16 | 23 | Petroleum Liquids | DFO | GT | 12 | 1970 |  |  | (OP) Operating | [6 empty] | Surry | 37.1575 | -76.6911 | Map | Map | PJM
19876 | Virginia Electric & Power Co | 7032 | Gravel Neck | Electric Utility | VA | 3 |  | 91.9 | 85 | 98 | Natural Gas Fired Combustion Turbine | NG | GT | 10 | 1989 |  |  | (OP) Operating | [6 empty] | Surry | 37.1575 | -76.6911 | Map | Map | PJM
19876 | Virginia Electric & Power Co | 7032 | Gravel Neck | Electric Utility | VA | 4 |  | 91.9 | 85 | 97 | Natural Gas Fired Combustion Turbine | NG | GT | 7 | 1989 |  |  | (OP) Operating | [6 empty] | Surry | 37.1575 | -76.6911 | Map | Map | PJM
19876 | Virginia Electric & Power Co | 7032 | Gravel Neck | Electric Utility | VA | 5 |  | 91.9 | 85 | 98 | Natural Gas Fired Combustion Turbine | NG | GT | 7 | 1989 |  |  | (OP) Operating | [6 empty] | Surry | 37.1575 | -76.6911 | Map | Map | PJM
19876 | Virginia Electric & Power Co | 7032 | Gravel Neck | Electric Utility | VA | 6 |  | 91.9 | 85 | 97 | Natural Gas Fired Combustion Turbine | NG | GT | 11 | 1989 |  |  | (OP) Operating | [6 empty] | Surry | 37.1575 | -76.6911 | Map | Map | PJM
19876 | Virginia Electric & Power Co | 7212 | Darbytown | Electric Utility | VA | 1 |  | 92.1 | 84 | 98 | Natural Gas Fired Combustion Turbine | NG | GT | 5 | 1990 |  |  | (OP) Operating | [6 empty] | Henrico | 37.4982 | -77.3685 | Map | Map | PJM
19876 | Virginia Electric & Power Co | 7212 | Darbytown | Electric Utility | VA | 2 |  | 92.1 | 84 | 97 | Natural Gas Fired Combustion Turbine | NG | GT | 5 | 1990 |  |  | (OP) Operating | [6 empty] | Henrico | 37.4982 | -77.3685 | Map | Map | PJM
19876 | Virginia Electric & Power Co | 7212 | Darbytown | Electric Utility | VA | 3 |  | 92.1 | 84 | 95 | Natural Gas Fired Combustion Turbine | NG | GT | 4 | 1990 |  |  | (OP) Operating | [6 empty] | Henrico | 37.4982 | -77.3685 | Map | Map | PJM
19876 | Virginia Electric & Power Co | 7212 | Darbytown | Electric Utility | VA | 4 |  | 92.1 | 84 | 97 | Natural Gas Fired Combustion Turbine | NG | GT | 4 | 1990 |  |  | (OP) Operating | [6 empty] | Henrico | 37.4982 | -77.3685 | Map | Map | PJM
19876 | Virginia Electric & Power Co | 7213 | Clover | Electric Utility | VA | 1 |  | 424 | 440 | 443 | Conventional Steam Coal | BIT | ST | 10 | 1995 |  |  | (OP) Operating | [6 empty] | Halifax | 36.869 | -78.704 | Map | Map | PJM
19876 | Virginia Electric & Power Co | 7213 | Clover | Electric Utility | VA | 2 |  | 424 | 437 | 438 | Conventional Steam Coal | BIT | ST | 3 | 1996 |  |  | (OP) Operating | [6 empty] | Halifax | 36.869 | -78.704 | Map | Map | PJM
11560 | City of Manassas - (VA) | 7438 | Church Street Plant | Electric Utility | VA | C1 |  | 1 | 0.8 | 0.8 | Petroleum Liquids | DFO | IC | 10 | 1979 | 10 | 2018 | (OP) Operating | [6 empty] | Prince William | 38.7523 | -77.4629 | Map | Map | PJM
11560 | City of Manassas - (VA) | 7438 | Church Street Plant | Electric Utility | VA | C2 |  | 1 | 0.8 | 0.8 | Petroleum Liquids | DFO | IC | 10 | 1979 | 10 | 2018 | (OP) Operating | [6 empty] | Prince William | 38.7523 | -77.4629 | Map | Map | PJM
11560 | City of Manassas - (VA) | 7438 | Church Street Plant | Electric Utility | VA | C3A |  | 1.1 | 1 | 1 | Petroleum Liquids | DFO | IC | 6 | 1996 |  |  | (OP) Operating | [6 empty] | Prince William | 38.7523 | -77.4629 | Map | Map | PJM
11560 | City of Manassas - (VA) | 7438 | Church Street Plant | Electric Utility | VA | C4 |  | 1 | 1 | 1 | Petroleum Liquids | DFO | IC | 10 | 1979 | 10 | 2018 | (OP) Operating | [6 empty] | Prince William | 38.7523 | -77.4629 | Map | Map | PJM
11560 | City of Manassas - (VA) | 7438 | Church Street Plant | Electric Utility | VA | C5 |  | 1.6 | 1.5 | 1.5 | Petroleum Liquids | DFO | IC | 2 | 1987 |  |  | (OP) Operating | [6 empty] | Prince William | 38.7523 | -77.4629 | Map | Map | PJM
11560 | City of Manassas - (VA) | 7438 | Church Street Plant | Electric Utility | VA | C6 |  | 1.6 | 1.5 | 1.5 | Petroleum Liquids | DFO | IC | 2 | 1987 |  |  | (OP) Operating | [6 empty] | Prince William | 38.7523 | -77.4629 | Map | Map | PJM
11560 | City of Manassas - (VA) | 7439 | Godwin Drive Plant | Electric Utility | VA | C10 |  | 1.5 | 1.5 | 1.5 | Petroleum Liquids | DFO | IC | 11 | 1992 |  |  | (OP) Operating | [6 empty] | Prince William | 38.7405 | -77.5081 | Map | Map | PJM
11560 | City of Manassas - (VA) | 7439 | Godwin Drive Plant | Electric Utility | VA | C7 |  | 1.6 | 1.5 | 1.5 | Petroleum Liquids | DFO | IC | 5 | 1990 |  |  | (OP) Operating | [6 empty] | Prince William | 38.7405 | -77.5081 | Map | Map | PJM
11560 | City of Manassas - (VA) | 7439 | Godwin Drive Plant | Electric Utility | VA | C8 |  | 1.6 | 1.5 | 1.5 | Petroleum Liquids | DFO | IC | 5 | 1990 |  |  | (OP) Operating | [6 empty] | Prince William | 38.7405 | -77.5081 | Map | Map | PJM
11560 | City of Manassas - (VA) | 7439 | Godwin Drive Plant | Electric Utility | VA | C9 |  | 1.6 | 1.5 | 1.5 | Petroleum Liquids | DFO | IC | 11 | 1992 |  |  | (OP) Operating | [6 empty] | Prince William | 38.7405 | -77.5081 | Map | Map | PJM
11560 | City of Manassas - (VA) | 7440 | VMEA 1 Credit Gen | Electric Utility | VA | V10 |  | 1.6 | 1.5 | 1.5 | Petroleum Liquids | DFO | IC | 5 | 1990 |  |  | (OP) Operating | [6 empty] | Prince William | 38.7405 | -77.5081 | Map | Map | PJM
11560 | City of Manassas - (VA) | 7440 | VMEA 1 Credit Gen | Electric Utility | VA | V3 |  | 1.6 | 1.5 | 1.5 | Petroleum Liquids | DFO | IC | 5 | 1990 |  |  | (OP) Operating | [6 empty] | Prince William | 38.7405 | -77.5081 | Map | Map | PJM
11560 | City of Manassas - (VA) | 7440 | VMEA 1 Credit Gen | Electric Utility | VA | V4 |  | 1.6 | 1.5 | 1.5 | Petroleum Liquids | DFO | IC | 5 | 1990 |  |  | (OP) Operating | [6 empty] | Prince William | 38.7405 | -77.5081 | Map | Map | PJM
11560 | City of Manassas - (VA) | 7440 | VMEA 1 Credit Gen | Electric Utility | VA | V5 |  | 1.6 | 1.5 | 1.5 | Petroleum Liquids | DFO | IC | 5 | 1990 |  |  | (OP) Operating | [6 empty] | Prince William | 38.7405 | -77.5081 | Map | Map | PJM
11560 | City of Manassas - (VA) | 7440 | VMEA 1 Credit Gen | Electric Utility | VA | V6 |  | 1.6 | 1.5 | 1.5 | Petroleum Liquids | DFO | IC | 5 | 1990 |  |  | (OP) Operating | [6 empty] | Prince William | 38.7405 | -77.5081 | Map | Map | PJM
11560 | City of Manassas - (VA) | 7440 | VMEA 1 Credit Gen | Electric Utility | VA | V7 |  | 1.6 | 1.5 | 1.5 | Petroleum Liquids | DFO | IC | 5 | 1990 |  |  | (OP) Operating | [6 empty] | Prince William | 38.7405 | -77.5081 | Map | Map | PJM
11560 | City of Manassas - (VA) | 7440 | VMEA 1 Credit Gen | Electric Utility | VA | V8 |  | 1.6 | 1.5 | 1.5 | Petroleum Liquids | DFO | IC | 5 | 1990 |  |  | (OP) Operating | [6 empty] | Prince William | 38.7405 | -77.5081 | Map | Map | PJM
11560 | City of Manassas - (VA) | 7440 | VMEA 1 Credit Gen | Electric Utility | VA | V9-1 |  | 2 | 1.8 | 1.8 | Petroleum Liquids | DFO | IC | 4 | 2009 |  |  | (OP) Operating | [6 empty] | Prince William | 38.7405 | -77.5081 | Map | Map | PJM
11560 | City of Manassas - (VA) | 7441 | VMEA Peaking Gen | Electric Utility | VA | V1 |  | 1.6 | 1.5 | 1.5 | Petroleum Liquids | DFO | IC | 11 | 1992 |  |  | (OP) Operating | [6 empty] | Prince William | 38.7405 | -77.5081 | Map | Map | PJM
11560 | City of Manassas - (VA) | 7441 | VMEA Peaking Gen | Electric Utility | VA | V11 |  | 1.6 | 1.5 | 1.5 | Petroleum Liquids | DFO | IC | 7 | 1993 |  |  | (OP) Operating | [6 empty] | Prince William | 38.7405 | -77.5081 | Map | Map | PJM
11560 | City of Manassas - (VA) | 7441 | VMEA Peaking Gen | Electric Utility | VA | V12 |  | 1.6 | 1.5 | 1.5 | Petroleum Liquids | DFO | IC | 7 | 1993 |  |  | (OP) Operating | [6 empty] | Prince William | 38.7405 | -77.5081 | Map | Map | PJM
11560 | City of Manassas - (VA) | 7441 | VMEA Peaking Gen | Electric Utility | VA | V2 |  | 1.6 | 1.5 | 1.5 | Petroleum Liquids | DFO | IC | 11 | 1992 |  |  | (OP) Operating | [6 empty] | Prince William | 38.7405 | -77.5081 | Map | Map | PJM
11560 | City of Manassas - (VA) | 7797 | Dominion/Lo Mar | Electric Utility | VA | DOM1 |  | 12 | 9 | 9 | Petroleum Liquids | DFO | GT | 8 | 1997 |  |  | (OP) Operating | [6 empty] | Prince William | 38.7443 | -77.4974 | Map | Map | PJM
11560 | City of Manassas - (VA) | 7797 | Dominion/Lo Mar | Electric Utility | VA | DOM2 |  | 1.8 | 1.7 | 1.7 | Petroleum Liquids | DFO | IC | 8 | 1997 |  |  | (OP) Operating | [6 empty] | Prince William | 38.7443 | -77.4974 | Map | Map | PJM
11560 | City of Manassas - (VA) | 7797 | Dominion/Lo Mar | Electric Utility | VA | LOM1 |  | 1.8 | 1.7 | 1.7 | Petroleum Liquids | DFO | IC | 8 | 1997 |  |  | (OP) Operating | [6 empty] | Prince William | 38.7443 | -77.4974 | Map | Map | PJM
11560 | City of Manassas - (VA) | 7797 | Dominion/Lo Mar | Electric Utility | VA | LOM2 |  | 1.8 | 1.7 | 1.7 | Petroleum Liquids | DFO | IC | 8 | 1997 |  |  | (OP) Operating | [6 empty] | Prince William | 38.7443 | -77.4974 | Map | Map | PJM
11560 | City of Manassas - (VA) | 7797 | Dominion/Lo Mar | Electric Utility | VA | LOM3 |  | 1.8 | 1.7 | 1.7 | Petroleum Liquids | DFO | IC | 8 | 1997 |  |  | (OP) Operating | [6 empty] | Prince William | 38.7443 | -77.4974 | Map | Map | PJM
11560 | City of Manassas - (VA) | 7798 | Gateway Gen | Electric Utility | VA | 1 |  | 1.8 | 1.7 | 1.7 | Petroleum Liquids | DFO | IC | 3 | 1996 |  |  | (OP) Operating | [6 empty] | Prince William | 38.7253 | -77.5097 | Map | Map | PJM
11560 | City of Manassas - (VA) | 7798 | Gateway Gen | Electric Utility | VA | 2 |  | 1.8 | 1.7 | 1.7 | Petroleum Liquids | DFO | IC | 6 | 2009 |  |  | (OP) Operating | [6 empty] | Prince William | 38.7253 | -77.5097 | Map | Map | PJM
40229 | Old Dominion Electric Coop | 7836 | Marsh Run Generation Facility | Electric Utility | VA | 1 |  | 171.1 | 161 | 187 | Natural Gas Fired Combustion Turbine | NG | GT | 9 | 2004 |  |  | (OP) Operating | [6 empty] | Fauquier | 38.5283 | -77.7681 | Map | Map | PJM
40229 | Old Dominion Electric Coop | 7836 | Marsh Run Generation Facility | Electric Utility | VA | 2 |  | 171.1 | 159.3 | 187 | Natural Gas Fired Combustion Turbine | NG | GT | 9 | 2004 |  |  | (OP) Operating | [6 empty] | Fauquier | 38.5283 | -77.7681 | Map | Map | PJM
40229 | Old Dominion Electric Coop | 7836 | Marsh Run Generation Facility | Electric Utility | VA | 3 |  | 171.1 | 161 | 187 | Natural Gas Fired Combustion Turbine | NG | GT | 9 | 2004 |  |  | (OP) Operating | [6 empty] | Fauquier | 38.5283 | -77.7681 | Map | Map | PJM
40229 | Old Dominion Electric Coop | 7837 | Louisa Generation Facility | Electric Utility | VA | 1 |  | 84.5 | 76.5 | 92 | Natural Gas Fired Combustion Turbine | NG | GT | 8 | 2003 |  |  | (OP) Operating | [6 empty] | Louisa | 38.1181 | -78.2139 | Map | Map | PJM
40229 | Old Dominion Electric Coop | 7837 | Louisa Generation Facility | Electric Utility | VA | 2 |  | 84.5 | 77 | 92 | Natural Gas Fired Combustion Turbine | NG | GT | 8 | 2003 |  |  | (OP) Operating | [6 empty] | Louisa | 38.1181 | -78.2139 | Map | Map | PJM
40229 | Old Dominion Electric Coop | 7837 | Louisa Generation Facility | Electric Utility | VA | 3 |  | 84.5 | 77.3 | 92 | Natural Gas Fired Combustion Turbine | NG | GT | 8 | 2003 |  |  | (OP) Operating | [6 empty] | Louisa | 38.1181 | -78.2139 | Map | Map | PJM
40229 | Old Dominion Electric Coop | 7837 | Louisa Generation Facility | Electric Utility | VA | 4 |  | 84.5 | 77.2 | 92 | Natural Gas Fired Combustion Turbine | NG | GT | 8 | 2003 |  |  | (OP) Operating | [6 empty] | Louisa | 38.1181 | -78.2139 | Map | Map | PJM
40229 | Old Dominion Electric Coop | 7837 | Louisa Generation Facility | Electric Utility | VA | 5 |  | 171.1 | 158 | 187 | Natural Gas Fired Combustion Turbine | NG | GT | 8 | 2003 |  |  | (OP) Operating | [6 empty] | Louisa | 38.1181 | -78.2139 | Map | Map | PJM
19876 | Virginia Electric & Power Co | 7838 | Remington | Electric Utility | VA | 1 |  | 178.5 | 153 | 187 | Natural Gas Fired Combustion Turbine | NG | GT | 6 | 2000 |  |  | (OP) Operating | [6 empty] | Fauquier | 38.5442 | -77.7714 | Map | Map | PJM
19876 | Virginia Electric & Power Co | 7838 | Remington | Electric Utility | VA | 2 |  | 170 | 151 | 187 | Natural Gas Fired Combustion Turbine | NG | GT | 6 | 2000 |  |  | (OP) Operating | [6 empty] | Fauquier | 38.5442 | -77.7714 | Map | Map | PJM
19876 | Virginia Electric & Power Co | 7838 | Remington | Electric Utility | VA | 3 |  | 178.5 | 152 | 187 | Natural Gas Fired Combustion Turbine | NG | GT | 7 | 2000 |  |  | (OP) Operating | [6 empty] | Fauquier | 38.5442 | -77.7714 | Map | Map | PJM
19876 | Virginia Electric & Power Co | 7838 | Remington | Electric Utility | VA | 4 |  | 178.5 | 152 | 187 | Natural Gas Fired Combustion Turbine | NG | GT | 7 | 2000 |  |  | (OP) Operating | [6 empty] | Fauquier | 38.5442 | -77.7714 | Map | Map | PJM
19876 | Virginia Electric & Power Co | 7839 | Ladysmith | Electric Utility | VA | 1 |  | 178.5 | 151 | 183 | Natural Gas Fired Combustion Turbine | NG | GT | 5 | 2001 |  |  | (OP) Operating | [6 empty] | Caroline | 38.0722 | -77.5133 | Map | Map | PJM
19876 | Virginia Electric & Power Co | 7839 | Ladysmith | Electric Utility | VA | 2 |  | 178.5 | 151 | 183 | Natural Gas Fired Combustion Turbine | NG | GT | 5 | 2001 |  |  | (OP) Operating | [6 empty] | Caroline | 38.0722 | -77.5133 | Map | Map | PJM
19876 | Virginia Electric & Power Co | 7839 | Ladysmith | Electric Utility | VA | 3 |  | 178.5 | 161 | 183 | Natural Gas Fired Combustion Turbine | NG | GT | 6 | 2008 |  |  | (OP) Operating | [6 empty] | Caroline | 38.0722 | -77.5133 | Map | Map | PJM
19876 | Virginia Electric & Power Co | 7839 | Ladysmith | Electric Utility | VA | 4 |  | 178.5 | 160 | 183 | Natural Gas Fired Combustion Turbine | NG | GT | 6 | 2008 |  |  | (OP) Operating | [6 empty] | Caroline | 38.0722 | -77.5133 | Map | Map | PJM
19876 | Virginia Electric & Power Co | 7839 | Ladysmith | Electric Utility | VA | 5 |  | 178.5 | 160 | 183 | Natural Gas Fired Combustion Turbine | NG | GT | 4 | 2009 |  |  | (OP) Operating | [6 empty] | Caroline | 38.0722 | -77.5133 | Map | Map | PJM
17465 | WestRock-West Point Mill | 10017 | WestRock-West Point Mill | Industrial CHP | VA | GEN9 |  | 10 | 10 | 10 | Wood/Wood Waste Biomass | BLQ | ST | 10 | 1960 |  |  | (OP) Operating | [6 empty] | King William | 37.5392 | -76.8053 | Map | Map | PJM
17465 | WestRock-West Point Mill | 10017 | WestRock-West Point Mill | Industrial CHP | VA | GN10 |  | 25 | 25 | 25 | Wood/Wood Waste Biomass | BLQ | ST | 12 | 1968 |  |  | (OP) Operating | [6 empty] | King William | 37.5392 | -76.8053 | Map | Map | PJM
17465 | WestRock-West Point Mill | 10017 | WestRock-West Point Mill | Industrial CHP | VA | GN11 |  | 15 | 15 | 15 | Wood/Wood Waste Biomass | BLQ | ST | 8 | 1977 |  |  | (OP) Operating | [6 empty] | King William | 37.5392 | -76.8053 | Map | Map | PJM
17465 | WestRock-West Point Mill | 10017 | WestRock-West Point Mill | Industrial CHP | VA | GN12 |  | 46 | 46 | 46 | Wood/Wood Waste Biomass | BLQ | ST | 10 | 1985 |  |  | (OP) Operating | [6 empty] | King William | 37.5392 | -76.8053 | Map | Map | PJM
756 | Appomattox River Associates LP | 10155 | Brasfield | IPP Non-CHP | VA | 1 |  | 2.9 | 2.9 | 2.9 | Conventional Hydroelectric | WAT | HY | 9 | 1993 |  |  | (OP) Operating | [6 empty] | Chesterfield | 37.2208 | -77.5245 | Map | Map | PJM
61138 | City Point Energy Center | 10377 | James River Genco LLC | IPP CHP | VA | GEN1 |  | 57.4 | 46.3 | 46.3 | Conventional Steam Coal | BIT | ST | 1 | 1988 | 12 | 2019 | (OP) Operating | [6 empty] | Hopewell City | 37.2939 | -77.2697 | Map | Map | PJM
61138 | City Point Energy Center | 10377 | James River Genco LLC | IPP CHP | VA | GEN2 |  | 57.4 | 46.3 | 46.3 | Conventional Steam Coal | BIT | ST | 1 | 1988 | 12 | 2019 | (OP) Operating | [6 empty] | Hopewell City | 37.2939 | -77.2697 | Map | Map | PJM
19091 | GDF Suez NA - Hopewell | 10633 | Hopewell Cogeneration | IPP CHP | VA | GT1 | CC1 | 101 | 94.1 | 101 | Natural Gas Fired Combined Cycle | NG | CT | 1 | 1990 |  |  | (OP) Operating | [6 empty] | Prince George | 37.2917 | -77.2811 | Map | Map | PJM
19091 | GDF Suez NA - Hopewell | 10633 | Hopewell Cogeneration | IPP CHP | VA | GT2 | CC1 | 101 | 94.1 | 101 | Natural Gas Fired Combined Cycle | NG | CT | 2 | 1990 |  |  | (OP) Operating | [6 empty] | Prince George | 37.2917 | -77.2811 | Map | Map | PJM
19091 | GDF Suez NA - Hopewell | 10633 | Hopewell Cogeneration | IPP CHP | VA | GT3 | CC1 | 101 | 94.1 | 101 | Natural Gas Fired Combined Cycle | NG | CT | 3 | 1990 |  |  | (OP) Operating | [6 empty] | Prince George | 37.2917 | -77.2811 | Map | Map | PJM
19091 | GDF Suez NA - Hopewell | 10633 | Hopewell Cogeneration | IPP CHP | VA | ST1 | CC1 | 96 | 96 | 96 | Natural Gas Fired Combined Cycle | NG | CA | 3 | 1990 |  |  | (OP) Operating | [6 empty] | Prince George | 37.2917 | -77.2811 | Map | Map | PJM
19876 | Virginia Electric & Power Co | 10771 | Hopewell Power Station | Electric Utility | VA | 1 |  | 71.1 | 51 | 51 | Wood/Wood Waste Biomass | WDS | ST | 7 | 1992 |  |  | (OP) Operating | [6 empty] | Hopewell City | 37.2978 | -77.283 | Map | Map | PJM
19876 | Virginia Electric & Power Co | 10773 | Altavista Power Station | Electric Utility | VA | 1 |  | 71.1 | 51 | 51 | Wood/Wood Waste Biomass | WDS | ST | 2 | 1992 |  |  | (OP) Operating | [6 empty] | Campbell | 37.1187 | -79.2736 | Map | Map | PJM
19876 | Virginia Electric & Power Co | 10774 | Southampton Power Station | Electric Utility | VA | 1 |  | 71.1 | 51 | 51 | Wood/Wood Waste Biomass | WDS | ST | 3 | 1992 |  |  | (OP) Operating | [6 empty] | Southampton | 36.6525 | -76.9953 | Map | Map | PJM
782 | Aquenergy Systems Inc | 10798 | Fries Hydroelectric Project | IPP Non-CHP | VA | GEN1 |  | 2 | 2 | 2 | Conventional Hydroelectric | WAT | HY | 1 | 1933 |  |  | (OP) Operating | [6 empty] | Grayson | 36.7151 | -80.9856 | Map | Map | PJM
782 | Aquenergy Systems Inc | 10798 | Fries Hydroelectric Project | IPP Non-CHP | VA | GEN2 |  | 0.8 | 0.8 | 0.7 | Conventional Hydroelectric | WAT | HY | 1 | 1933 |  |  | (OP) Operating | [6 empty] | Grayson | 36.7151 | -80.9856 | Map | Map | PJM
782 | Aquenergy Systems Inc | 10798 | Fries Hydroelectric Project | IPP Non-CHP | VA | GEN3 |  | 0.2 | 0.2 | 0.2 | Conventional Hydroelectric | WAT | HY | 1 | 1933 |  |  | (OP) Operating | [6 empty] | Grayson | 36.7151 | -80.9856 | Map | Map | PJM
782 | Aquenergy Systems Inc | 10798 | Fries Hydroelectric Project | IPP Non-CHP | VA | GEN4 |  | 2.4 | 2 | 2 | Conventional Hydroelectric | WAT | HY | 1 | 1981 |  |  | (OP) Operating | [6 empty] | Grayson | 36.7151 | -80.9856 | Map | Map | PJM
56840 | Emporia Hydro Power LP | 50175 | Emporia | IPP Non-CHP | VA | GEN1 |  | 2 | 2 | 2 | Conventional Hydroelectric | WAT | HY | 1 | 1986 |  |  | (OP) Operating | [6 empty] | Greensville | 36.696 | -77.56 | Map | Map | PJM
56840 | Emporia Hydro Power LP | 50175 | Emporia | IPP Non-CHP | VA | GEN2 |  | 0.5 | 0.5 | 0.5 | Conventional Hydroelectric | WAT | HY | 1 | 1986 |  |  | (OP) Operating | [6 empty] | Greensville | 36.696 | -77.56 | Map | Map | PJM
56843 | Banister Hydro LP | 50178 | Halifax | IPP Non-CHP | VA | GEN1 |  | 0.8 | 0.8 | 0.8 | Conventional Hydroelectric | WAT | HY | 1 | 1915 |  |  | (OP) Operating | [6 empty] | Halifax | 36.7817 | -78.9236 | Map | Map | PJM
56843 | Banister Hydro LP | 50178 | Halifax | IPP Non-CHP | VA | GEN2 |  | 0.4 | 0.4 | 0.4 | Conventional Hydroelectric | WAT | HY | 1 | 1915 |  |  | (OP) Operating | [6 empty] | Halifax | 36.7817 | -78.9236 | Map | Map | PJM
56843 | Banister Hydro LP | 50178 | Halifax | IPP Non-CHP | VA | GEN3 |  | 0.4 | 0.4 | 0.4 | Conventional Hydroelectric | WAT | HY | 1 | 1915 |  |  | (OP) Operating | [6 empty] | Halifax | 36.7817 | -78.9236 | Map | Map | PJM
14465 | Park 500 Philip Morris USA | 50275 | Park 500 Philip Morris USA | Industrial CHP | VA | TG3 |  | 13 | 10.5 | 11.5 | Natural Gas Steam Turbine | NG | ST | 9 | 1983 |  |  | (OP) Operating | [6 empty] | Chesterfield | 37.3389 | -77.2806 | Map | Map | PJM
7167 | GP Big Island LLC | 50479 | Georgia-Pacific Big Island | Industrial CHP | VA | BHG1 |  | 0.2 | 0.2 | 0.2 | Conventional Hydroelectric | WAT | HY | 6 | 1920 |  |  | (OP) Operating | [6 empty] | Bedford | 37.534 | -79.357 | Map | Map | PJM
7167 | GP Big Island LLC | 50479 | Georgia-Pacific Big Island | Industrial CHP | VA | BHG2 |  | 0.2 | 0.2 | 0.2 | Conventional Hydroelectric | WAT | HY | 6 | 1920 |  |  | (OP) Operating | [6 empty] | Bedford | 37.534 | -79.357 | Map | Map | PJM
7167 | GP Big Island LLC | 50479 | Georgia-Pacific Big Island | Industrial CHP | VA | GEN1 |  | 7.5 | 6.5 | 7 | Wood/Wood Waste Biomass | WDS | ST | 6 | 1965 |  |  | (OP) Operating | [6 empty] | Bedford | 37.534 | -79.357 | Map | Map | PJM
4425 | Covanta Fairfax Inc | 50658 | Covanta Fairfax Energy | IPP Non-CHP | VA | GEN1 |  | 62 | 49 | 49 | Municipal Solid Waste | MSW | ST | 3 | 1990 |  |  | (OP) Operating | [6 empty] | Fairfax | 38.695 | -77.2411 | Map | Map | PJM
4425 | Covanta Fairfax Inc | 50658 | Covanta Fairfax Energy | IPP Non-CHP | VA | GEN2 |  | 62 | 49 | 49 | Municipal Solid Waste | MSW | ST | 3 | 1990 |  |  | (OP) Operating | [6 empty] | Fairfax | 38.695 | -77.2411 | Map | Map | PJM
4496 | Covanta Alexandria/Arlington | 50663 | Covanta Alexandria/Arlington Energy | Commercial Non-CHP | VA | GEN1 |  | 14.5 | 14.5 | 14.5 | Municipal Solid Waste | MSW | ST | 10 | 1987 |  |  | (OP) Operating | [6 empty] | Alexandria City | 38.8014 | -77.1288 | Map | Map | PJM
4496 | Covanta Alexandria/Arlington | 50663 | Covanta Alexandria/Arlington Energy | Commercial Non-CHP | VA | GEN2 |  | 14.5 | 14.5 | 14.5 | Municipal Solid Waste | MSW | ST | 10 | 1987 |  |  | (OP) Operating | [6 empty] | Alexandria City | 38.8014 | -77.1288 | Map | Map | PJM
18147 | RockTenn-Hopewell | 50813 | Hopewell Mill | Industrial CHP | VA | GEN1 |  | 47.6 | 40.7 | 40.7 | Wood/Wood Waste Biomass | BLQ | ST | 12 | 1980 |  |  | (OP) Operating | [6 empty] | Hopewell City | 37.2914 | -77.2816 | Map | Map | PJM
20508 | WestRock Corp | 50900 | Covington Facility | Industrial CHP | VA | GEN3 |  | 10.5 | 10.5 | 10.5 | Conventional Steam Coal | BIT | ST | 1 | 1951 |  |  | (OP) Operating | [6 empty] | Covington City | 37.7997 | -79.9947 | Map | Map | PJM
20508 | WestRock Corp | 50900 | Covington Facility | Industrial CHP | VA | GEN4 |  | 34 | 32.5 | 32.5 | Wood/Wood Waste Biomass | BLQ | ST | 9 | 1980 |  |  | (OP) Operating | [6 empty] | Covington City | 37.7997 | -79.9947 | Map | Map | PJM
20508 | WestRock Corp | 50900 | Covington Facility | Industrial CHP | VA | GEN5 |  | 34 | 32.5 | 32.5 | Conventional Steam Coal | BIT | ST | 9 | 1989 |  |  | (OP) Operating | [6 empty] | Covington City | 37.7997 | -79.9947 | Map | Map | PJM
20508 | WestRock Corp | 50900 | Covington Facility | Industrial CHP | VA | GEN7 |  | 82.4 | 81 | 82.4 | Wood/Wood Waste Biomass | WDS | ST | 11 | 2013 |  |  | (OP) Operating | [6 empty] | Covington City | 37.7997 | -79.9947 | Map | Map | PJM
19876 | Virginia Electric & Power Co | 50966 | Bellmeade Power Station | Electric Utility | VA | 1 | G781 | 110 | 95 | 95 | Natural Gas Fired Combined Cycle | NG | CT | 2 | 1997 |  |  | (OP) Operating | [6 empty] | Richmond City | 37.4964 | -77.4317 | Map | Map | PJM
19876 | Virginia Electric & Power Co | 50966 | Bellmeade Power Station | Electric Utility | VA | 2 | G781 | 110 | 95 | 95 | Natural Gas Fired Combined Cycle | NG | CT | 2 | 1997 |  |  | (OP) Operating | [6 empty] | Richmond City | 37.4964 | -77.4317 | Map | Map | PJM
19876 | Virginia Electric & Power Co | 50966 | Bellmeade Power Station | Electric Utility | VA | 3 | G781 | 110 | 77 | 77 | Natural Gas Fired Combined Cycle | NG | CA | 2 | 1997 |  |  | (OP) Operating | [6 empty] | Richmond City | 37.4964 | -77.4317 | Map | Map | PJM
19876 | Virginia Electric & Power Co | 52007 | Mecklenburg Power Station | Electric Utility | VA | GEN1 |  | 69.9 | 69 | 69 | Conventional Steam Coal | BIT | ST | 11 | 1992 |  |  | (OP) Operating | [6 empty] | Mecklenburg | 36.6 | -78.53 | Map | Map | PJM
19876 | Virginia Electric & Power Co | 52007 | Mecklenburg Power Station | Electric Utility | VA | GEN2 |  | 69.9 | 69 | 69 | Conventional Steam Coal | BIT | ST | 11 | 1992 |  |  | (OP) Operating | [6 empty] | Mecklenburg | 36.6 | -78.53 | Map | Map | PJM
5310 | Doswell Ltd Partnership | 52019 | Doswell Energy Center | IPP Non-CHP | VA | GEN1 | UNT5 | 122 | 104.7 | 122 | Natural Gas Fired Combined Cycle | NG | CT | 11 | 1991 |  |  | (OP) Operating | [6 empty] | Hanover | 37.8208 | -77.4463 | Map | Map | PJM
5310 | Doswell Ltd Partnership | 52019 | Doswell Energy Center | IPP Non-CHP | VA | GEN2 | UNT5 | 122 | 104.7 | 122 | Natural Gas Fired Combined Cycle | NG | CT | 12 | 1991 |  |  | (OP) Operating | [6 empty] | Hanover | 37.8208 | -77.4463 | Map | Map | PJM
5310 | Doswell Ltd Partnership | 52019 | Doswell Energy Center | IPP Non-CHP | VA | GEN3 | UNT5 | 132 | 123 | 132 | Natural Gas Fired Combined Cycle | NG | CA | 12 | 1991 |  |  | (OP) Operating | [6 empty] | Hanover | 37.8208 | -77.4463 | Map | Map | PJM
5310 | Doswell Ltd Partnership | 52019 | Doswell Energy Center | IPP Non-CHP | VA | GEN4 | UNT6 | 122 | 104.7 | 122 | Natural Gas Fired Combined Cycle | NG | CT | 1 | 1992 |  |  | (OP) Operating | [6 empty] | Hanover | 37.8208 | -77.4463 | Map | Map | PJM
5310 | Doswell Ltd Partnership | 52019 | Doswell Energy Center | IPP Non-CHP | VA | GEN5 | UNT6 | 122 | 104.7 | 122 | Natural Gas Fired Combined Cycle | NG | CT | 1 | 1992 |  |  | (OP) Operating | [6 empty] | Hanover | 37.8208 | -77.4463 | Map | Map | PJM
5310 | Doswell Ltd Partnership | 52019 | Doswell Energy Center | IPP Non-CHP | VA | GEN6 | UNT6 | 132 | 123 | 132 | Natural Gas Fired Combined Cycle | NG | CA | 1 | 1992 |  |  | (OP) Operating | [6 empty] | Hanover | 37.8208 | -77.4463 | Map | Map | PJM
5310 | Doswell Ltd Partnership | 52019 | Doswell Energy Center | IPP Non-CHP | VA | GEN7 |  | 187 | 149 | 187 | Natural Gas Fired Combustion Turbine | NG | GT | 3 | 2001 |  |  | (OP) Operating | [6 empty] | Hanover | 37.8208 | -77.4463 | Map | Map | PJM
5310 | Doswell Ltd Partnership | 52019 | Doswell Energy Center | IPP Non-CHP | VA | GEN8 |  | 187 | 150 | 180 | Natural Gas Fired Combustion Turbine | NG | GT | 3 | 2018 |  |  | (OP) Operating | [6 empty] | Hanover | 37.8208 | -77.4463 | Map | Map | PJM
5310 | Doswell Ltd Partnership | 52019 | Doswell Energy Center | IPP Non-CHP | VA | GEN9 |  | 187 | 150 | 180 | Natural Gas Fired Combustion Turbine | NG | GT | 4 | 2018 |  |  | (OP) Operating | [6 empty] | Hanover | 37.8208 | -77.4463 | Map | Map | PJM
56355 | LES Project Holdings LLC | 52051 | I 95 Municipal Landfill Phase I | IPP Non-CHP | VA | UNT1 |  | 0.8 | 0.8 | 0.8 | Landfill Gas | LFG | IC | 1 | 1992 |  |  | (OP) Operating | [6 empty] | Fairfax | 38.6892 | -77.2375 | Map | Map | PJM
56355 | LES Project Holdings LLC | 52051 | I 95 Municipal Landfill Phase I | IPP Non-CHP | VA | UNT2 |  | 0.8 | 0.8 | 0.8 | Landfill Gas | LFG | IC | 1 | 1992 |  |  | (OP) Operating | [6 empty] | Fairfax | 38.6892 | -77.2375 | Map | Map | PJM
56355 | LES Project Holdings LLC | 52051 | I 95 Municipal Landfill Phase I | IPP Non-CHP | VA | UNT3 |  | 0.8 | 0.8 | 0.8 | Landfill Gas | LFG | IC | 1 | 1992 |  |  | (OP) Operating | [6 empty] | Fairfax | 38.6892 | -77.2375 | Map | Map | PJM
56355 | LES Project Holdings LLC | 52051 | I 95 Municipal Landfill Phase I | IPP Non-CHP | VA | UNT4 |  | 0.8 | 0.8 | 0.8 | Landfill Gas | LFG | IC | 1 | 1992 |  |  | (OP) Operating | [6 empty] | Fairfax | 38.6892 | -77.2375 | Map | Map | PJM
22218 | U S Army-Radford | 52072 | Radford Army Ammunition Plant | Industrial Non-CHP | VA | GEN1 |  | 6 | 5.6 | 5.6 | Natural Gas Steam Turbine | NG | ST | 1 | 1990 |  |  | (OP) Operating | [6 empty] | Montgomery | 37.1804 | -80.5428 | Map | Map | PJM
22218 | U S Army-Radford | 52072 | Radford Army Ammunition Plant | Industrial Non-CHP | VA | GEN2 |  | 6 | 5.6 | 5.6 | Natural Gas Steam Turbine | NG | ST | 1 | 1990 |  |  | (OP) Operating | [6 empty] | Montgomery | 37.1804 | -80.5428 | Map | Map | PJM
22218 | U S Army-Radford | 52072 | Radford Army Ammunition Plant | Industrial Non-CHP | VA | GEN3 |  | 6 | 5.6 | 5.6 | Natural Gas Steam Turbine | NG | ST | 1 | 1990 |  |  | (OP) Operating | [6 empty] | Montgomery | 37.1804 | -80.5428 | Map | Map | PJM
22218 | U S Army-Radford | 52072 | Radford Army Ammunition Plant | Industrial Non-CHP | VA | GEN4 |  | 6 | 5.6 | 5.6 | Natural Gas Steam Turbine | NG | ST | 1 | 1990 |  |  | (OP) Operating | [6 empty] | Montgomery | 37.1804 | -80.5428 | Map | Map | PJM
57151 | Celanese Acetate LLC | 52089 | Celanese Acetate LLC | Industrial CHP | VA | GEN1 |  | 6 | 6 | 6 | Natural Gas Steam Turbine | NG | ST | 1 | 1942 |  |  | (OP) Operating | [6 empty] | Giles | 37.3439 | -80.765 | Map | Map | PJM
57151 | Celanese Acetate LLC | 52089 | Celanese Acetate LLC | Industrial CHP | VA | GEN2 |  | 6 | 6 | 6 | Natural Gas Steam Turbine | NG | ST | 1 | 1942 |  |  | (OP) Operating | [6 empty] | Giles | 37.3439 | -80.765 | Map | Map | PJM
57151 | Celanese Acetate LLC | 52089 | Celanese Acetate LLC | Industrial CHP | VA | GEN3 |  | 6 | 6 | 6 | Natural Gas Steam Turbine | NG | ST | 1 | 1944 |  |  | (OP) Operating | [6 empty] | Giles | 37.3439 | -80.765 | Map | Map | PJM
57151 | Celanese Acetate LLC | 52089 | Celanese Acetate LLC | Industrial CHP | VA | GEN4 |  | 9.2 | 9.2 | 9.2 | Natural Gas Steam Turbine | NG | ST | 1 | 1966 |  |  | (OP) Operating | [6 empty] | Giles | 37.3439 | -80.765 | Map | Map | PJM
19876 | Virginia Electric & Power Co | 52118 | Multitrade of Pittsylvania LP | Electric Utility | VA | GEN1 |  | 45 | 41.5 | 41.5 | Wood/Wood Waste Biomass | WDS | ST | 6 | 1994 |  |  | (OP) Operating | [6 empty] | Pittsylvania | 37.1041 | -79.277 | Map | Map | PJM
19876 | Virginia Electric & Power Co | 52118 | Multitrade of Pittsylvania LP | Electric Utility | VA | GEN2 |  | 45 | 41.5 | 41.5 | Wood/Wood Waste Biomass | WDS | ST | 6 | 1994 |  |  | (OP) Operating | [6 empty] | Pittsylvania | 37.1041 | -79.277 | Map | Map | PJM
12320 | Merck & Co Inc | 52148 | Elkton | Industrial CHP | VA | GEN1 |  | 7.2 | 1.2 | 2.6 | Natural Gas Steam Turbine | NG | ST | 6 | 1982 |  |  | (OP) Operating | [6 empty] | Rockingham | 38.3836 | -78.6528 | Map | Map | PJM
12320 | Merck & Co Inc | 52148 | Elkton | Industrial CHP | VA | GEN3 |  | 1 | 1 | 1 | Natural Gas Internal Combustion Engine | NG | IC | 3 | 2016 |  |  | (OP) Operating | [6 empty] | Rockingham | 38.3836 | -78.6528 | Map | Map | PJM
12320 | Merck & Co Inc | 52148 | Elkton | Industrial CHP | VA | GEN4 |  | 0.3 | 0.3 | 0.3 | Natural Gas Internal Combustion Engine | NG | IC | 3 | 2016 |  |  | (OP) Operating | [6 empty] | Rockingham | 38.3836 | -78.6528 | Map | Map | PJM
12320 | Merck & Co Inc | 52148 | Elkton | Industrial CHP | VA | GEN5 |  | 0.4 | 0.1 | 0.1 | Natural Gas Steam Turbine | NG | ST | 6 | 1982 |  |  | (OP) Operating | [6 empty] | Rockingham | 38.3836 | -78.6528 | Map | Map | PJM
9348 | International Paper | 52152 | International Paper Franklin Mill | Industrial CHP | VA | GE10 |  | 46.4 | 38 | 59.5 | Natural Gas Fired Combustion Turbine | NG | GT | 11 | 1997 |  |  | (OP) Operating | [6 empty] | Isle of Wight | 36.6803 | -76.9128 | Map | Map | PJM
9348 | International Paper | 52152 | International Paper Franklin Mill | Industrial CHP | VA | GEN9 |  | 36.1 | 36.1 | 36.1 | Wood/Wood Waste Biomass | BLQ | ST | 11 | 1977 |  |  | (OP) Operating | [6 empty] | Isle of Wight | 36.6803 | -76.9128 | Map | Map | PJM
55740 | Spruance Genco LLC | 54081 | Spruance Genco LLC | IPP CHP | VA | GEN1 |  | 57.4 | 52.5 | 52.5 | Conventional Steam Coal | BIT | ST | 5 | 1992 |  |  | (OP) Operating | [6 empty] | Richmond City | 37.4556 | -77.4308 | Map | Map | PJM
55740 | Spruance Genco LLC | 54081 | Spruance Genco LLC | IPP CHP | VA | GEN2 |  | 57.4 | 52.5 | 52.5 | Conventional Steam Coal | BIT | ST | 5 | 1992 |  |  | (OP) Operating | [6 empty] | Richmond City | 37.4556 | -77.4308 | Map | Map | PJM
55740 | Spruance Genco LLC | 54081 | Spruance Genco LLC | IPP CHP | VA | GEN3 |  | 57.4 | 42.5 | 42.5 | Conventional Steam Coal | BIT | ST | 8 | 1992 |  |  | (OP) Operating | [6 empty] | Richmond City | 37.4556 | -77.4308 | Map | Map | PJM
55740 | Spruance Genco LLC | 54081 | Spruance Genco LLC | IPP CHP | VA | GEN4 |  | 57.4 | 42.5 | 42.5 | Conventional Steam Coal | BIT | ST | 8 | 1992 |  |  | (OP) Operating | 2019 | 4 | 30 |  |  |  | Richmond City | 37.4556 | -77.4308 | Map | Map | PJM
1735 | Birchwood Power Partners LP | 54304 | Birchwood Power | IPP Non-CHP | VA | 1 |  | 258.3 | 238.4 | 242.3 | Conventional Steam Coal | BIT | ST | 11 | 1996 |  |  | (OP) Operating | [6 empty] | King George | 38.2667 | -77.3147 | Map | Map | PJM
18232 | STS HydroPower Ltd-Schoolfield Dam | 54655 | Schoolfield Dam | IPP Non-CHP | VA | SCH1 |  | 1.5 | 1.5 | 1.5 | Conventional Hydroelectric | WAT | HY | 10 | 1990 |  |  | (OP) Operating | [6 empty] | Pittsylvania | 36.5768 | -79.4325 | Map | Map | PJM
18232 | STS HydroPower Ltd-Schoolfield Dam | 54655 | Schoolfield Dam | IPP Non-CHP | VA | SCH2 |  | 1.5 | 1.5 | 1.5 | Conventional Hydroelectric | WAT | HY | 11 | 1990 |  |  | (OP) Operating | [6 empty] | Pittsylvania | 36.5768 | -79.4325 | Map | Map | PJM
56355 | LES Project Holdings LLC | 54723 | I 95 Landfill Phase II | IPP Non-CHP | VA | UNT1 |  | 0.8 | 0.8 | 0.8 | Landfill Gas | LFG | IC | 3 | 1993 |  |  | (OP) Operating | [6 empty] | Fairfax | 38.6892 | -77.2375 | Map | Map | PJM
56355 | LES Project Holdings LLC | 54723 | I 95 Landfill Phase II | IPP Non-CHP | VA | UNT2 |  | 0.8 | 0.8 | 0.8 | Landfill Gas | LFG | IC | 3 | 1993 |  |  | (OP) Operating | [6 empty] | Fairfax | 38.6892 | -77.2375 | Map | Map | PJM
56355 | LES Project Holdings LLC | 54723 | I 95 Landfill Phase II | IPP Non-CHP | VA | UNT3 |  | 0.8 | 0.8 | 0.8 | Landfill Gas | LFG | IC | 3 | 1993 |  |  | (OP) Operating | [6 empty] | Fairfax | 38.6892 | -77.2375 | Map | Map | PJM
56355 | LES Project Holdings LLC | 54723 | I 95 Landfill Phase II | IPP Non-CHP | VA | UNT4 |  | 0.8 | 0.8 | 0.8 | Landfill Gas | LFG | IC | 3 | 1993 |  |  | (OP) Operating | [6 empty] | Fairfax | 38.6892 | -77.2375 | Map | Map | PJM
5178 | Dinwiddie Power Inc | 54766 | Boydton Plank Road Cogen Plant | IPP Non-CHP | VA | GEN1 |  | 0.3 | 0.3 | 0.3 | Petroleum Liquids | DFO | IC | 6 | 1993 |  |  | (OP) Operating | [6 empty] | Dinwiddie | 37.1936 | -77.4672 | Map | Map | PJM
5178 | Dinwiddie Power Inc | 54766 | Boydton Plank Road Cogen Plant | IPP Non-CHP | VA | GEN10 |  | 0.3 | 0.3 | 0.3 | Petroleum Liquids | DFO | IC | 6 | 1993 |  |  | (OP) Operating | [6 empty] | Dinwiddie | 37.1936 | -77.4672 | Map | Map | PJM
5178 | Dinwiddie Power Inc | 54766 | Boydton Plank Road Cogen Plant | IPP Non-CHP | VA | GEN11 |  | 0.3 | 0.3 | 0.3 | Petroleum Liquids | DFO | IC | 5 | 2000 |  |  | (OP) Operating | [6 empty] | Dinwiddie | 37.1936 | -77.4672 | Map | Map | PJM
5178 | Dinwiddie Power Inc | 54766 | Boydton Plank Road Cogen Plant | IPP Non-CHP | VA | GEN12 |  | 0.3 | 0.3 | 0.3 | Petroleum Liquids | DFO | IC | 5 | 2000 |  |  | (OP) Operating | [6 empty] | Dinwiddie | 37.1936 | -77.4672 | Map | Map | PJM
5178 | Dinwiddie Power Inc | 54766 | Boydton Plank Road Cogen Plant | IPP Non-CHP | VA | GEN13 |  | 0.3 | 0.3 | 0.3 | Petroleum Liquids | DFO | IC | 5 | 2000 |  |  | (OP) Operating | [6 empty] | Dinwiddie | 37.1936 | -77.4672 | Map | Map | PJM
5178 | Dinwiddie Power Inc | 54766 | Boydton Plank Road Cogen Plant | IPP Non-CHP | VA | GEN14 |  | 0.3 | 0.3 | 0.3 | Petroleum Liquids | DFO | IC | 5 | 2000 |  |  | (OP) Operating | [6 empty] | Dinwiddie | 37.1936 | -77.4672 | Map | Map | PJM
5178 | Dinwiddie Power Inc | 54766 | Boydton Plank Road Cogen Plant | IPP Non-CHP | VA | GEN15 |  | 0.3 | 0.3 | 0.3 | Petroleum Liquids | DFO | IC | 5 | 2000 |  |  | (OP) Operating | [6 empty] | Dinwiddie | 37.1936 | -77.4672 | Map | Map | PJM
5178 | Dinwiddie Power Inc | 54766 | Boydton Plank Road Cogen Plant | IPP Non-CHP | VA | GEN16 |  | 0.3 | 0.3 | 0.3 | Petroleum Liquids | DFO | IC | 5 | 2000 |  |  | (OP) Operating | [6 empty] | Dinwiddie | 37.1936 | -77.4672 | Map | Map | PJM
5178 | Dinwiddie Power Inc | 54766 | Boydton Plank Road Cogen Plant | IPP Non-CHP | VA | GEN17 |  | 0.3 | 0.3 | 0.3 | Petroleum Liquids | DFO | IC | 5 | 2000 |  |  | (OP) Operating | [6 empty] | Dinwiddie | 37.1936 | -77.4672 | Map | Map | PJM
5178 | Dinwiddie Power Inc | 54766 | Boydton Plank Road Cogen Plant | IPP Non-CHP | VA | GEN18 |  | 0.3 | 0.3 | 0.3 | Petroleum Liquids | DFO | IC | 5 | 2000 |  |  | (OP) Operating | [6 empty] | Dinwiddie | 37.1936 | -77.4672 | Map | Map | PJM
5178 | Dinwiddie Power Inc | 54766 | Boydton Plank Road Cogen Plant | IPP Non-CHP | VA | GEN19 |  | 0.3 | 0.3 | 0.3 | Petroleum Liquids | DFO | IC | 5 | 2000 |  |  | (OP) Operating | [6 empty] | Dinwiddie | 37.1936 | -77.4672 | Map | Map | PJM
5178 | Dinwiddie Power Inc | 54766 | Boydton Plank Road Cogen Plant | IPP Non-CHP | VA | GEN2 |  | 0.3 | 0.3 | 0.3 | Petroleum Liquids | DFO | IC | 6 | 1993 |  |  | (OP) Operating | [6 empty] | Dinwiddie | 37.1936 | -77.4672 | Map | Map | PJM
5178 | Dinwiddie Power Inc | 54766 | Boydton Plank Road Cogen Plant | IPP Non-CHP | VA | GEN20 |  | 0.3 | 0.3 | 0.3 | Petroleum Liquids | DFO | IC | 5 | 2000 |  |  | (OP) Operating | [6 empty] | Dinwiddie | 37.1936 | -77.4672 | Map | Map | PJM
5178 | Dinwiddie Power Inc | 54766 | Boydton Plank Road Cogen Plant | IPP Non-CHP | VA | GEN21 |  | 0.3 | 0.3 | 0.3 | Petroleum Liquids | DFO | IC | 5 | 2000 |  |  | (OP) Operating | [6 empty] | Dinwiddie | 37.1936 | -77.4672 | Map | Map | PJM
5178 | Dinwiddie Power Inc | 54766 | Boydton Plank Road Cogen Plant | IPP Non-CHP | VA | GEN22 |  | 0.3 | 0.3 | 0.3 | Petroleum Liquids | DFO | IC | 5 | 2000 |  |  | (OP) Operating | [6 empty] | Dinwiddie | 37.1936 | -77.4672 | Map | Map | PJM
5178 | Dinwiddie Power Inc | 54766 | Boydton Plank Road Cogen Plant | IPP Non-CHP | VA | GEN23 |  | 0.3 | 0.3 | 0.3 | Petroleum Liquids | DFO | IC | 5 | 2000 |  |  | (OP) Operating | [6 empty] | Dinwiddie | 37.1936 | -77.4672 | Map | Map | PJM
5178 | Dinwiddie Power Inc | 54766 | Boydton Plank Road Cogen Plant | IPP Non-CHP | VA | GEN24 |  | 0.3 | 0.3 | 0.3 | Petroleum Liquids | DFO | IC | 5 | 2000 |  |  | (OP) Operating | [6 empty] | Dinwiddie | 37.1936 | -77.4672 | Map | Map | PJM
5178 | Dinwiddie Power Inc | 54766 | Boydton Plank Road Cogen Plant | IPP Non-CHP | VA | GEN25 |  | 0.3 | 0.3 | 0.3 | Petroleum Liquids | DFO | IC | 5 | 2000 |  |  | (OP) Operating | [6 empty] | Dinwiddie | 37.1936 | -77.4672 | Map | Map | PJM
5178 | Dinwiddie Power Inc | 54766 | Boydton Plank Road Cogen Plant | IPP Non-CHP | VA | GEN26 |  | 0.3 | 0.3 | 0.3 | Petroleum Liquids | DFO | IC | 5 | 2000 |  |  | (OP) Operating | [6 empty] | Dinwiddie | 37.1936 | -77.4672 | Map | Map | PJM
5178 | Dinwiddie Power Inc | 54766 | Boydton Plank Road Cogen Plant | IPP Non-CHP | VA | GEN27 |  | 0.3 | 0.3 | 0.3 | Petroleum Liquids | DFO | IC | 5 | 2000 |  |  | (OP) Operating | [6 empty] | Dinwiddie | 37.1936 | -77.4672 | Map | Map | PJM
5178 | Dinwiddie Power Inc | 54766 | Boydton Plank Road Cogen Plant | IPP Non-CHP | VA | GEN28 |  | 0.3 | 0.3 | 0.3 | Petroleum Liquids | DFO | IC | 5 | 2000 |  |  | (OP) Operating | [6 empty] | Dinwiddie | 37.1936 | -77.4672 | Map | Map | PJM
5178 | Dinwiddie Power Inc | 54766 | Boydton Plank Road Cogen Plant | IPP Non-CHP | VA | GEN29 |  | 0.3 | 0.3 | 0.3 | Petroleum Liquids | DFO | IC | 5 | 2000 |  |  | (OP) Operating | [6 empty] | Dinwiddie | 37.1936 | -77.4672 | Map | Map | PJM
5178 | Dinwiddie Power Inc | 54766 | Boydton Plank Road Cogen Plant | IPP Non-CHP | VA | GEN3 |  | 0.3 | 0.3 | 0.3 | Petroleum Liquids | DFO | IC | 6 | 1993 |  |  | (OP) Operating | [6 empty] | Dinwiddie | 37.1936 | -77.4672 | Map | Map | PJM
5178 | Dinwiddie Power Inc | 54766 | Boydton Plank Road Cogen Plant | IPP Non-CHP | VA | GEN30 |  | 0.3 | 0.3 | 0.3 | Petroleum Liquids | DFO | IC | 5 | 2000 |  |  | (OP) Operating | [6 empty] | Dinwiddie | 37.1936 | -77.4672 | Map | Map | PJM
5178 | Dinwiddie Power Inc | 54766 | Boydton Plank Road Cogen Plant | IPP Non-CHP | VA | GEN31 |  | 0.3 | 0.3 | 0.3 | Petroleum Liquids | DFO | IC | 5 | 2000 |  |  | (OP) Operating | [6 empty] | Dinwiddie | 37.1936 | -77.4672 | Map | Map | PJM
5178 | Dinwiddie Power Inc | 54766 | Boydton Plank Road Cogen Plant | IPP Non-CHP | VA | GEN32 |  | 0.3 | 0.3 | 0.3 | Petroleum Liquids | DFO | IC | 5 | 2000 |  |  | (OP) Operating | [6 empty] | Dinwiddie | 37.1936 | -77.4672 | Map | Map | PJM
5178 | Dinwiddie Power Inc | 54766 | Boydton Plank Road Cogen Plant | IPP Non-CHP | VA | GEN33 |  | 0.3 | 0.3 | 0.3 | Petroleum Liquids | DFO | IC | 5 | 2000 |  |  | (OP) Operating | [6 empty] | Dinwiddie | 37.1936 | -77.4672 | Map | Map | PJM
5178 | Dinwiddie Power Inc | 54766 | Boydton Plank Road Cogen Plant | IPP Non-CHP | VA | GEN34 |  | 0.3 | 0.3 | 0.3 | Petroleum Liquids | DFO | IC | 5 | 2000 |  |  | (OP) Operating | [6 empty] | Dinwiddie | 37.1936 | -77.4672 | Map | Map | PJM
5178 | Dinwiddie Power Inc | 54766 | Boydton Plank Road Cogen Plant | IPP Non-CHP | VA | GEN4 |  | 0.3 | 0.3 | 0.3 | Petroleum Liquids | DFO | IC | 6 | 1993 |  |  | (OP) Operating | [6 empty] | Dinwiddie | 37.1936 | -77.4672 | Map | Map | PJM
5178 | Dinwiddie Power Inc | 54766 | Boydton Plank Road Cogen Plant | IPP Non-CHP | VA | GEN5 |  | 0.3 | 0.3 | 0.3 | Petroleum Liquids | DFO | IC | 6 | 1993 |  |  | (OP) Operating | [6 empty] | Dinwiddie | 37.1936 | -77.4672 | Map | Map | PJM
5178 | Dinwiddie Power Inc | 54766 | Boydton Plank Road Cogen Plant | IPP Non-CHP | VA | GEN6 |  | 0.3 | 0.3 | 0.3 | Petroleum Liquids | DFO | IC | 6 | 1993 |  |  | (OP) Operating | [6 empty] | Dinwiddie | 37.1936 | -77.4672 | Map | Map | PJM
5178 | Dinwiddie Power Inc | 54766 | Boydton Plank Road Cogen Plant | IPP Non-CHP | VA | GEN7 |  | 0.3 | 0.3 | 0.3 | Petroleum Liquids | DFO | IC | 6 | 1993 |  |  | (OP) Operating | [6 empty] | Dinwiddie | 37.1936 | -77.4672 | Map | Map | PJM
5178 | Dinwiddie Power Inc | 54766 | Boydton Plank Road Cogen Plant | IPP Non-CHP | VA | GEN8 |  | 0.3 | 0.3 | 0.3 | Petroleum Liquids | DFO | IC | 6 | 1993 |  |  | (OP) Operating | [6 empty] | Dinwiddie | 37.1936 | -77.4672 | Map | Map | PJM
5178 | Dinwiddie Power Inc | 54766 | Boydton Plank Road Cogen Plant | IPP Non-CHP | VA | GEN9 |  | 0.3 | 0.3 | 0.3 | Petroleum Liquids | DFO | IC | 6 | 1993 |  |  | (OP) Operating | [6 empty] | Dinwiddie | 37.1936 | -77.4672 | Map | Map | PJM
21148 | Zapco Energy Tactics Corp | 54781 | Suffolk Energy Partners LP | IPP Non-CHP | VA | SU1 |  | 0.8 | 0.7 | 0.7 | Landfill Gas | LFG | IC | 11 | 1994 |  |  | (OP) Operating | [6 empty] | Suffolk City | 36.7589 | -76.4961 | Map | Map | PJM
21148 | Zapco Energy Tactics Corp | 54781 | Suffolk Energy Partners LP | IPP Non-CHP | VA | SU2 |  | 0.8 | 0.7 | 0.7 | Landfill Gas | LFG | IC | 11 | 1994 |  |  | (OP) Operating | [6 empty] | Suffolk City | 36.7589 | -76.4961 | Map | Map | PJM
21148 | Zapco Energy Tactics Corp | 54781 | Suffolk Energy Partners LP | IPP Non-CHP | VA | SU3 |  | 0.8 | 0.7 | 0.7 | Landfill Gas | LFG | IC | 11 | 1994 |  |  | (OP) Operating | [6 empty] | Suffolk City | 36.7589 | -76.4961 | Map | Map | PJM
21148 | Zapco Energy Tactics Corp | 54781 | Suffolk Energy Partners LP | IPP Non-CHP | VA | SU4 |  | 0.8 | 0.7 | 0.7 | Landfill Gas | LFG | IC | 11 | 1994 |  |  | (OP) Operating | [6 empty] | Suffolk City | 36.7589 | -76.4961 | Map | Map | PJM
19876 | Virginia Electric & Power Co | 54844 | Gordonsville Energy LP | Electric Utility | VA | GOR1 | G782 | 97.2 | 68.4 | 84.3 | Natural Gas Fired Combined Cycle | NG | CT | 3 | 1994 |  |  | (OP) Operating | [6 empty] | Louisa | 38.1247 | -78.2035 | Map | Map | PJM
19876 | Virginia Electric & Power Co | 54844 | Gordonsville Energy LP | Electric Utility | VA | GOR2 | G783 | 97.2 | 68.4 | 82.3 | Natural Gas Fired Combined Cycle | NG | CT | 3 | 1994 |  |  | (OP) Operating | [6 empty] | Louisa | 38.1247 | -78.2035 | Map | Map | PJM
19876 | Virginia Electric & Power Co | 54844 | Gordonsville Energy LP | Electric Utility | VA | GOR3 | G782 | 53 | 40.6 | 50.7 | Natural Gas Fired Combined Cycle | NG | CA | 3 | 1994 |  |  | (OP) Operating | [6 empty] | Louisa | 38.1247 | -78.2035 | Map | Map | PJM
19876 | Virginia Electric & Power Co | 54844 | Gordonsville Energy LP | Electric Utility | VA | GOR4 | G783 | 53 | 40.6 | 50.7 | Natural Gas Fired Combined Cycle | NG | CA | 3 | 1994 |  |  | (OP) Operating | [6 empty] | Louisa | 38.1247 | -78.2035 | Map | Map | PJM
20541 | Wheelabrator Environmental Systems | 54998 | Wheelabrator Portsmouth | Commercial CHP | VA | 1410 |  | 20 | 15.5 | 15.3 | Municipal Solid Waste | MSW | ST | 10 | 1987 |  |  | (OP) Operating | [6 empty] | Portsmouth City | 36.8083 | -76.3036 | Map | Map | PJM
20541 | Wheelabrator Environmental Systems | 54998 | Wheelabrator Portsmouth | Commercial CHP | VA | 1420 |  | 20 | 15.5 | 15.3 | Municipal Solid Waste | MSW | ST | 3 | 1987 |  |  | (OP) Operating | [6 empty] | Portsmouth City | 36.8083 | -76.3036 | Map | Map | PJM
20541 | Wheelabrator Environmental Systems | 54998 | Wheelabrator Portsmouth | Commercial CHP | VA | 1430 |  | 20 | 15.5 | 15.3 | Municipal Solid Waste | MSW | ST | 2 | 1987 |  |  | (OP) Operating | [6 empty] | Portsmouth City | 36.8083 | -76.3036 | Map | Map | PJM
57230 | MM Prince William Energy LLC | 55156 | MM Prince William Energy | IPP Non-CHP | VA | UNT1 |  | 0.9 | 0.9 | 0.9 | Landfill Gas | LFG | IC | 11 | 1998 |  |  | (OP) Operating | [6 empty] | Prince William | 38.6383 | -77.4147 | Map | Map | PJM
57230 | MM Prince William Energy LLC | 55156 | MM Prince William Energy | IPP Non-CHP | VA | UNT2 |  | 0.9 | 0.9 | 0.9 | Landfill Gas | LFG | IC | 11 | 1998 |  |  | (OP) Operating | [6 empty] | Prince William | 38.6383 | -77.4147 | Map | Map | PJM
57230 | MM Prince William Energy LLC | 55156 | MM Prince William Energy | IPP Non-CHP | VA | UNT3 |  | 1.6 | 1.6 | 1.6 | Landfill Gas | LFG | IC | 10 | 2013 |  |  | (OP) Operating | [6 empty] | Prince William | 38.6383 | -77.4147 | Map | Map | PJM
57230 | MM Prince William Energy LLC | 55156 | MM Prince William Energy | IPP Non-CHP | VA | UNT4 |  | 1.6 | 1.6 | 1.6 | Landfill Gas | LFG | IC | 10 | 2013 |  |  | (OP) Operating | [6 empty] | Prince William | 38.6383 | -77.4147 | Map | Map | PJM
57230 | MM Prince William Energy LLC | 55156 | MM Prince William Energy | IPP Non-CHP | VA | UNT5 |  | 1.6 | 1.6 | 1.6 | Landfill Gas | LFG | IC | 10 | 2013 |  |  | (OP) Operating | [6 empty] | Prince William | 38.6383 | -77.4147 | Map | Map | PJM
60432 | Middle River Power II, LLC | 55285 | Wolf Hills Energy | IPP Non-CHP | VA | WHG1 |  | 57 | 50 | 57 | Natural Gas Fired Combustion Turbine | NG | GT | 6 | 2001 |  |  | (OP) Operating | [6 empty] | Washington | 36.6644 | -82.1044 | Map | Map | PJM
60432 | Middle River Power II, LLC | 55285 | Wolf Hills Energy | IPP Non-CHP | VA | WHG2 |  | 57 | 50 | 57 | Natural Gas Fired Combustion Turbine | NG | GT | 6 | 2001 |  |  | (OP) Operating | [6 empty] | Washington | 36.6644 | -82.1044 | Map | Map | PJM
60432 | Middle River Power II, LLC | 55285 | Wolf Hills Energy | IPP Non-CHP | VA | WHG3 |  | 57 | 50 | 57 | Natural Gas Fired Combustion Turbine | NG | GT | 6 | 2001 |  |  | (OP) Operating | [6 empty] | Washington | 36.6644 | -82.1044 | Map | Map | PJM
60432 | Middle River Power II, LLC | 55285 | Wolf Hills Energy | IPP Non-CHP | VA | WHG4 |  | 57 | 50 | 57 | Natural Gas Fired Combustion Turbine | NG | GT | 5 | 2001 |  |  | (OP) Operating | [6 empty] | Washington | 36.6644 | -82.1044 | Map | Map | PJM
60432 | Middle River Power II, LLC | 55285 | Wolf Hills Energy | IPP Non-CHP | VA | WHG5 |  | 57 | 50 | 57 | Natural Gas Fired Combustion Turbine | NG | GT | 5 | 2001 |  |  | (OP) Operating | [6 empty] | Washington | 36.6644 | -82.1044 | Map | Map | PJM
18569 | Tenaska Virginia Partners LP | 55439 | Tenaska Virginia Generating Station | IPP Non-CHP | VA | CTG1 | STG1 | 183.3 | 174.9 | 207.2 | Natural Gas Fired Combined Cycle | NG | CT | 4 | 2004 |  |  | (OP) Operating | [6 empty] | Fluvanna | 37.8667 | -78.3813 | Map | Map | PJM
18569 | Tenaska Virginia Partners LP | 55439 | Tenaska Virginia Generating Station | IPP Non-CHP | VA | CTG2 | STG1 | 183.3 | 181.2 | 208.5 | Natural Gas Fired Combined Cycle | NG | CT | 4 | 2004 |  |  | (OP) Operating | [6 empty] | Fluvanna | 37.8667 | -78.3813 | Map | Map | PJM
18569 | Tenaska Virginia Partners LP | 55439 | Tenaska Virginia Generating Station | IPP Non-CHP | VA | CTG3 | STG1 | 183.3 | 184.5 | 204.8 | Natural Gas Fired Combined Cycle | NG | CT | 4 | 2004 |  |  | (OP) Operating | [6 empty] | Fluvanna | 37.8667 | -78.3813 | Map | Map | PJM
18569 | Tenaska Virginia Partners LP | 55439 | Tenaska Virginia Generating Station | IPP Non-CHP | VA | STG1 | STG1 | 396.2 | 402.9 | 388.9 | Natural Gas Fired Combined Cycle | NG | CA | 4 | 2004 |  |  | (OP) Operating | [6 empty] | Fluvanna | 37.8667 | -78.3813 | Map | Map | PJM
61318 | Buchanan Generation, LLC | 55738 | Buchanan Generation LLC | IPP Non-CHP | VA | 1 |  | 44 | 40 | 43 | Natural Gas Fired Combustion Turbine | NG | GT | 6 | 2002 |  |  | (OP) Operating | [6 empty] | Buchanan | 37.1753 | -81.9614 | Map | Map | PJM
61318 | Buchanan Generation, LLC | 55738 | Buchanan Generation LLC | IPP Non-CHP | VA | 2 |  | 44 | 40 | 43 | Natural Gas Fired Combustion Turbine | NG | GT | 6 | 2002 |  |  | (OP) Operating | [6 empty] | Buchanan | 37.1753 | -81.9614 | Map | Map | PJM
19876 | Virginia Electric & Power Co | 55939 | Warren County | Electric Utility | VA | CT01 | WC01 | 297.5 | 297.5 | 297.5 | Natural Gas Fired Combined Cycle | NG | CT | 12 | 2014 |  |  | (OP) Operating | [6 empty] | Warren | 38.9717 | -78.1772 | Map | Map | PJM
19876 | Virginia Electric & Power Co | 55939 | Warren County | Electric Utility | VA | CT02 | WC01 | 297.5 | 297.5 | 297.5 | Natural Gas Fired Combined Cycle | NG | CT | 12 | 2014 |  |  | (OP) Operating | [6 empty] | Warren | 38.9717 | -78.1772 | Map | Map | PJM
19876 | Virginia Electric & Power Co | 55939 | Warren County | Electric Utility | VA | CT03 | WC01 | 297.5 | 297.5 | 297.5 | Natural Gas Fired Combined Cycle | NG | CT | 12 | 2014 |  |  | (OP) Operating | [6 empty] | Warren | 38.9717 | -78.1772 | Map | Map | PJM
19876 | Virginia Electric & Power Co | 55939 | Warren County | Electric Utility | VA | ST01 | WC01 | 579.7 | 579.7 | 579.7 | Natural Gas Fired Combined Cycle | NG | CA | 12 | 2014 |  |  | (OP) Operating | [6 empty] | Warren | 38.9717 | -78.1772 | Map | Map | PJM
6715 | City of Franklin - (VA) | 55953 | Pretlow | Electric Utility | VA | 1 |  | 1.6 | 1.6 | 1.6 | Petroleum Liquids | DFO | IC | 4 | 2001 |  |  | (OP) Operating | [6 empty] | Southampton | 36.6592 | -76.9267 | Map | Map | PJM
6715 | City of Franklin - (VA) | 55953 | Pretlow | Electric Utility | VA | 2 |  | 1.6 | 1.6 | 1.6 | Petroleum Liquids | DFO | IC | 4 | 2001 |  |  | (OP) Operating | [6 empty] | Southampton | 36.6592 | -76.9267 | Map | Map | PJM
6715 | City of Franklin - (VA) | 55954 | Downtown | Electric Utility | VA | 1 |  | 1.6 | 1.6 | 1.6 | Petroleum Liquids | DFO | IC | 11 | 1992 |  |  | (OP) Operating | [6 empty] | Southampton | 36.6803 | -76.9219 | Map | Map | PJM
6715 | City of Franklin - (VA) | 55954 | Downtown | Electric Utility | VA | 2 |  | 1.6 | 1.6 | 1.6 | Petroleum Liquids | DFO | IC | 11 | 1992 |  |  | (OP) Operating | [6 empty] | Southampton | 36.6803 | -76.9219 | Map | Map | PJM
8198 | City of Harrisonburg - (VA) | 56004 | Mount Clinton | Electric Utility | VA | D-2 |  | 2 | 2 | 2 | Petroleum Liquids | DFO | IC | 9 | 2002 |  |  | (OP) Operating | [6 empty] | Rockingham | 38.4681 | -78.865 | Map | Map | PJM
8198 | City of Harrisonburg - (VA) | 56004 | Mount Clinton | Electric Utility | VA | D-3 |  | 2 | 2 | 2 | Petroleum Liquids | DFO | IC | 9 | 2002 |  |  | (OP) Operating | [6 empty] | Rockingham | 38.4681 | -78.865 | Map | Map | PJM
8198 | City of Harrisonburg - (VA) | 56004 | Mount Clinton | Electric Utility | VA | D-5 |  | 2 | 2 | 2 | Petroleum Liquids | DFO | IC | 4 | 2004 |  |  | (OP) Operating | [6 empty] | Rockingham | 38.4681 | -78.865 | Map | Map | PJM
8198 | City of Harrisonburg - (VA) | 56004 | Mount Clinton | Electric Utility | VA | D-7 |  | 2 | 2 | 2 | Petroleum Liquids | DFO | IC | 11 | 2009 |  |  | (OP) Operating | [6 empty] | Rockingham | 38.4681 | -78.865 | Map | Map | PJM
8198 | City of Harrisonburg - (VA) | 56004 | Mount Clinton | Electric Utility | VA | D-8 |  | 2 | 2 | 2 | Petroleum Liquids | DFO | IC | 11 | 2009 |  |  | (OP) Operating | [6 empty] | Rockingham | 38.4681 | -78.865 | Map | Map | PJM
8198 | City of Harrisonburg - (VA) | 56004 | Mount Clinton | Electric Utility | VA | MC-1 |  | 14 | 9 | 12 | Petroleum Liquids | DFO | GT | 5 | 1999 |  |  | (OP) Operating | [6 empty] | Rockingham | 38.4681 | -78.865 | Map | Map | PJM
8198 | City of Harrisonburg - (VA) | 56005 | Pleasant Valley (VA) | Electric Utility | VA | D-4 |  | 2 | 2 | 2 | Petroleum Liquids | DFO | IC | 9 | 2002 |  |  | (OP) Operating | [6 empty] | Rockingham | 38.4006 | -78.8983 | Map | Map | PJM
8198 | City of Harrisonburg - (VA) | 56005 | Pleasant Valley (VA) | Electric Utility | VA | D-6 |  | 2 | 2 | 2 | Petroleum Liquids | DFO | IC | 9 | 2006 |  |  | (OP) Operating | [6 empty] | Rockingham | 38.4006 | -78.8983 | Map | Map | PJM
8198 | City of Harrisonburg - (VA) | 56005 | Pleasant Valley (VA) | Electric Utility | VA | PV-1 |  | 16.5 | 9 | 13 | Petroleum Liquids | DFO | GT | 4 | 1997 |  |  | (OP) Operating | [6 empty] | Rockingham | 38.4006 | -78.8983 | Map | Map | PJM
50134 | Holcomb Rock Company | 56313 | Coleman Falls | Industrial Non-CHP | VA | CGH2 |  | 0.5 | 0.5 | 0.5 | Conventional Hydroelectric | WAT | HY | 6 | 1983 |  |  | (OP) Operating | [6 empty] | Bedford | 37.5035 | -79.3006 | Map | Map | PJM
50134 | Holcomb Rock Company | 56313 | Coleman Falls | Industrial Non-CHP | VA | CGH3 |  | 0.5 | 0.5 | 0.5 | Conventional Hydroelectric | WAT | HY | 6 | 1983 |  |  | (OP) Operating | [6 empty] | Bedford | 37.5035 | -79.3006 | Map | Map | PJM
50134 | Holcomb Rock Company | 56313 | Coleman Falls | Industrial Non-CHP | VA | CHG1 |  | 0.5 | 0.5 | 0.5 | Conventional Hydroelectric | WAT | HY | 6 | 1983 |  |  | (OP) Operating | [6 empty] | Bedford | 37.5035 | -79.3006 | Map | Map | PJM
50134 | Holcomb Rock Company | 56314 | Holcomb Rock | Industrial Non-CHP | VA | HG1 |  | 0.6 | 0.2 | 0.2 | Conventional Hydroelectric | WAT | HY | 6 | 1920 |  |  | (OP) Operating | [6 empty] | Lynchburg City | 37.5035 | -79.3006 | Map | Map | PJM
50134 | Holcomb Rock Company | 56314 | Holcomb Rock | Industrial Non-CHP | VA | HG2 |  | 0.6 | 0.2 | 0.2 | Conventional Hydroelectric | WAT | HY | 6 | 1920 |  |  | (OP) Operating | [6 empty] | Lynchburg City | 37.5035 | -79.3006 | Map | Map | PJM
50134 | Holcomb Rock Company | 56314 | Holcomb Rock | Industrial Non-CHP | VA | HG3 |  | 0.6 | 0.2 | 0.2 | Conventional Hydroelectric | WAT | HY | 6 | 1920 |  |  | (OP) Operating | [6 empty] | Lynchburg City | 37.5035 | -79.3006 | Map | Map | PJM
4619 | Town of Culpeper- (VA) | 56367 | Electric Avenue Facility | Electric Utility | VA | 1 |  | 1.8 | 1.8 | 1.8 | Petroleum Liquids | DFO | IC | 12 | 2004 |  |  | (OP) Operating | [6 empty] | Culpeper | 38.28 | -77.59 | Map | Map | PJM
4619 | Town of Culpeper- (VA) | 56367 | Electric Avenue Facility | Electric Utility | VA | 2 |  | 1.8 | 1.8 | 1.8 | Petroleum Liquids | DFO | IC | 12 | 2004 |  |  | (OP) Operating | [6 empty] | Culpeper | 38.28 | -77.59 | Map | Map | PJM
4619 | Town of Culpeper- (VA) | 56367 | Electric Avenue Facility | Electric Utility | VA | 3 |  | 1.8 | 1.8 | 1.8 | Petroleum Liquids | DFO | IC | 12 | 2004 |  |  | (OP) Operating | [6 empty] | Culpeper | 38.28 | -77.59 | Map | Map | PJM
11560 | City of Manassas - (VA) | 56368 | Water Treatment Plant Generators | Electric Utility | VA | WP1 |  | 1.8 | 1.7 | 1.7 | Petroleum Liquids | DFO | IC | 4 | 2007 |  |  | (OP) Operating | [6 empty] | Prince William | 38.7607 | -77.6209 | Map | Map | PJM
11560 | City of Manassas - (VA) | 56491 | Dean Drive Area Electric Generators | Electric Utility | VA | PG1 |  | 1.6 | 1.6 | 1.6 | Petroleum Liquids | DFO | IC | 4 | 2007 |  |  | (OP) Operating | [6 empty] | Manassas City | 38.7486 | -77.4908 | Map | Map | PJM
11560 | City of Manassas - (VA) | 56491 | Dean Drive Area Electric Generators | Electric Utility | VA | PG2 |  | 1.6 | 1.6 | 1.6 | Petroleum Liquids | DFO | IC | 4 | 2007 |  |  | (OP) Operating | [6 empty] | Manassas City | 38.7486 | -77.4908 | Map | Map | PJM
54842 | WM Renewable Energy LLC | 56531 | Waste Management Bethel LFGTE | IPP Non-CHP | VA | GEN1 |  | 0.8 | 0.8 | 0.8 | Landfill Gas | LFG | IC | 2 | 2008 |  |  | (OP) Operating | [6 empty] | Hampton City | 37.0764 | -76.4444 | Map | Map | PJM
54842 | WM Renewable Energy LLC | 56531 | Waste Management Bethel LFGTE | IPP Non-CHP | VA | GEN2 |  | 0.8 | 0.8 | 0.8 | Landfill Gas | LFG | IC | 2 | 2008 |  |  | (OP) Operating | [6 empty] | Hampton City | 37.0764 | -76.4444 | Map | Map | PJM
54842 | WM Renewable Energy LLC | 56531 | Waste Management Bethel LFGTE | IPP Non-CHP | VA | GEN3 |  | 0.8 | 0.8 | 0.8 | Landfill Gas | LFG | IC | 2 | 2008 |  |  | (OP) Operating | [6 empty] | Hampton City | 37.0764 | -76.4444 | Map | Map | PJM
54842 | WM Renewable Energy LLC | 56531 | Waste Management Bethel LFGTE | IPP Non-CHP | VA | GEN4 |  | 0.8 | 0.8 | 0.8 | Landfill Gas | LFG | IC | 2 | 2008 |  |  | (OP) Operating | [6 empty] | Hampton City | 37.0764 | -76.4444 | Map | Map | PJM
54842 | WM Renewable Energy LLC | 56531 | Waste Management Bethel LFGTE | IPP Non-CHP | VA | GEN5 |  | 0.8 | 0.8 | 0.8 | Landfill Gas | LFG | IC | 2 | 2008 |  |  | (OP) Operating | [6 empty] | Hampton City | 37.0764 | -76.4444 | Map | Map | PJM
54842 | WM Renewable Energy LLC | 56531 | Waste Management Bethel LFGTE | IPP Non-CHP | VA | GEN6 |  | 0.8 | 0.8 | 0.8 | Landfill Gas | LFG | IC | 2 | 2008 |  |  | (OP) Operating | [6 empty] | Hampton City | 37.0764 | -76.4444 | Map | Map | PJM
55938 | Industrial Power Generating Company LLC | 56681 | Amelia | IPP Non-CHP | VA | 1 |  | 0.3 | 0.3 | 0.3 | Landfill Gas | LFG | IC | 8 | 2001 |  |  | (OP) Operating | [6 empty] | Amelia | 37.3097 | -78.0589 | Map | Map | PJM
55938 | Industrial Power Generating Company LLC | 56681 | Amelia | IPP Non-CHP | VA | 10 |  | 0.3 | 0.3 | 0.3 | Landfill Gas | LFG | IC | 8 | 2001 |  |  | (OP) Operating | [6 empty] | Amelia | 37.3097 | -78.0589 | Map | Map | PJM
55938 | Industrial Power Generating Company LLC | 56681 | Amelia | IPP Non-CHP | VA | 11 |  | 0.3 | 0.3 | 0.3 | Landfill Gas | LFG | IC | 8 | 2001 |  |  | (OP) Operating | [6 empty] | Amelia | 37.3097 | -78.0589 | Map | Map | PJM
55938 | Industrial Power Generating Company LLC | 56681 | Amelia | IPP Non-CHP | VA | 12 |  | 0.3 | 0.3 | 0.3 | Landfill Gas | LFG | IC | 8 | 2001 |  |  | (OP) Operating | [6 empty] | Amelia | 37.3097 | -78.0589 | Map | Map | PJM
55938 | Industrial Power Generating Company LLC | 56681 | Amelia | IPP Non-CHP | VA | 13 |  | 0.3 | 0.3 | 0.3 | Landfill Gas | LFG | IC | 8 | 2001 |  |  | (OP) Operating | [6 empty] | Amelia | 37.3097 | -78.0589 | Map | Map | PJM
55938 | Industrial Power Generating Company LLC | 56681 | Amelia | IPP Non-CHP | VA | 14 |  | 0.3 | 0.3 | 0.3 | Landfill Gas | LFG | IC | 8 | 2001 |  |  | (OP) Operating | [6 empty] | Amelia | 37.3097 | -78.0589 | Map | Map | PJM
55938 | Industrial Power Generating Company LLC | 56681 | Amelia | IPP Non-CHP | VA | 15 |  | 0.3 | 0.3 | 0.3 | Landfill Gas | LFG | IC | 8 | 2001 |  |  | (OP) Operating | [6 empty] | Amelia | 37.3097 | -78.0589 | Map | Map | PJM
55938 | Industrial Power Generating Company LLC | 56681 | Amelia | IPP Non-CHP | VA | 16 |  | 0.3 | 0.3 | 0.3 | Landfill Gas | LFG | IC | 8 | 2001 |  |  | (OP) Operating | [6 empty] | Amelia | 37.3097 | -78.0589 | Map | Map | PJM
55938 | Industrial Power Generating Company LLC | 56681 | Amelia | IPP Non-CHP | VA | 17 |  | 0.3 | 0.3 | 0.3 | Landfill Gas | LFG | IC | 8 | 2001 |  |  | (OP) Operating | [6 empty] | Amelia | 37.3097 | -78.0589 | Map | Map | PJM
55938 | Industrial Power Generating Company LLC | 56681 | Amelia | IPP Non-CHP | VA | 18 |  | 0.3 | 0.3 | 0.3 | Landfill Gas | LFG | IC | 8 | 2001 |  |  | (OP) Operating | [6 empty] | Amelia | 37.3097 | -78.0589 | Map | Map | PJM
55938 | Industrial Power Generating Company LLC | 56681 | Amelia | IPP Non-CHP | VA | 19 |  | 0.3 | 0.3 | 0.3 | Landfill Gas | LFG | IC | 8 | 2001 |  |  | (OP) Operating | [6 empty] | Amelia | 37.3097 | -78.0589 | Map | Map | PJM
55938 | Industrial Power Generating Company LLC | 56681 | Amelia | IPP Non-CHP | VA | 2 |  | 0.3 | 0.3 | 0.3 | Landfill Gas | LFG | IC | 8 | 2001 |  |  | (OP) Operating | [6 empty] | Amelia | 37.3097 | -78.0589 | Map | Map | PJM
55938 | Industrial Power Generating Company LLC | 56681 | Amelia | IPP Non-CHP | VA | 20 |  | 0.3 | 0.3 | 0.3 | Landfill Gas | LFG | IC | 8 | 2001 |  |  | (OP) Operating | [6 empty] | Amelia | 37.3097 | -78.0589 | Map | Map | PJM
55938 | Industrial Power Generating Company LLC | 56681 | Amelia | IPP Non-CHP | VA | 21 |  | 0.3 | 0.3 | 0.3 | Landfill Gas | LFG | IC | 8 | 2001 |  |  | (OP) Operating | [6 empty] | Amelia | 37.3097 | -78.0589 | Map | Map | PJM
55938 | Industrial Power Generating Company LLC | 56681 | Amelia | IPP Non-CHP | VA | 22 |  | 0.3 | 0.3 | 0.3 | Landfill Gas | LFG | IC | 8 | 2001 |  |  | (OP) Operating | [6 empty] | Amelia | 37.3097 | -78.0589 | Map | Map | PJM
55938 | Industrial Power Generating Company LLC | 56681 | Amelia | IPP Non-CHP | VA | 23 |  | 0.3 | 0.3 | 0.3 | Landfill Gas | LFG | IC | 8 | 2001 |  |  | (OP) Operating | [6 empty] | Amelia | 37.3097 | -78.0589 | Map | Map | PJM
55938 | Industrial Power Generating Company LLC | 56681 | Amelia | IPP Non-CHP | VA | 24 |  | 0.3 | 0.3 | 0.3 | Landfill Gas | LFG | IC | 8 | 2001 |  |  | (OP) Operating | [6 empty] | Amelia | 37.3097 | -78.0589 | Map | Map | PJM
55938 | Industrial Power Generating Company LLC | 56681 | Amelia | IPP Non-CHP | VA | 25 |  | 0.3 | 0.3 | 0.3 | Landfill Gas | LFG | IC | 8 | 2001 |  |  | (OP) Operating | [6 empty] | Amelia | 37.3097 | -78.0589 | Map | Map | PJM
55938 | Industrial Power Generating Company LLC | 56681 | Amelia | IPP Non-CHP | VA | 26 |  | 0.3 | 0.3 | 0.3 | Landfill Gas | LFG | IC | 8 | 2001 |  |  | (OP) Operating | [6 empty] | Amelia | 37.3097 | -78.0589 | Map | Map | PJM
55938 | Industrial Power Generating Company LLC | 56681 | Amelia | IPP Non-CHP | VA | 27 |  | 0.3 | 0.3 | 0.3 | Landfill Gas | LFG | IC | 8 | 2001 |  |  | (OP) Operating | [6 empty] | Amelia | 37.3097 | -78.0589 | Map | Map | PJM
55938 | Industrial Power Generating Company LLC | 56681 | Amelia | IPP Non-CHP | VA | 28 |  | 0.3 | 0.3 | 0.3 | Landfill Gas | LFG | IC | 8 | 2001 |  |  | (OP) Operating | [6 empty] | Amelia | 37.3097 | -78.0589 | Map | Map | PJM
55938 | Industrial Power Generating Company LLC | 56681 | Amelia | IPP Non-CHP | VA | 29 |  | 0.3 | 0.3 | 0.3 | Landfill Gas | LFG | IC | 8 | 2001 |  |  | (OP) Operating | [6 empty] | Amelia | 37.3097 | -78.0589 | Map | Map | PJM
55938 | Industrial Power Generating Company LLC | 56681 | Amelia | IPP Non-CHP | VA | 3 |  | 0.3 | 0.3 | 0.3 | Landfill Gas | LFG | IC | 8 | 2001 |  |  | (OP) Operating | [6 empty] | Amelia | 37.3097 | -78.0589 | Map | Map | PJM
55938 | Industrial Power Generating Company LLC | 56681 | Amelia | IPP Non-CHP | VA | 30 |  | 0.3 | 0.3 | 0.3 | Landfill Gas | LFG | IC | 8 | 2001 |  |  | (OP) Operating | [6 empty] | Amelia | 37.3097 | -78.0589 | Map | Map | PJM
55938 | Industrial Power Generating Company LLC | 56681 | Amelia | IPP Non-CHP | VA | 31 |  | 0.3 | 0.3 | 0.3 | Landfill Gas | LFG | IC | 8 | 2001 |  |  | (OP) Operating | [6 empty] | Amelia | 37.3097 | -78.0589 | Map | Map | PJM
55938 | Industrial Power Generating Company LLC | 56681 | Amelia | IPP Non-CHP | VA | 32 |  | 0.3 | 0.3 | 0.3 | Landfill Gas | LFG | IC | 8 | 2001 |  |  | (OP) Operating | [6 empty] | Amelia | 37.3097 | -78.0589 | Map | Map | PJM
55938 | Industrial Power Generating Company LLC | 56681 | Amelia | IPP Non-CHP | VA | 33 |  | 0.3 | 0.3 | 0.3 | Landfill Gas | LFG | IC | 8 | 2001 |  |  | (OP) Operating | [6 empty] | Amelia | 37.3097 | -78.0589 | Map | Map | PJM
55938 | Industrial Power Generating Company LLC | 56681 | Amelia | IPP Non-CHP | VA | 34 |  | 0.3 | 0.3 | 0.3 | Landfill Gas | LFG | IC | 8 | 2001 |  |  | (OP) Operating | [6 empty] | Amelia | 37.3097 | -78.0589 | Map | Map | PJM
55938 | Industrial Power Generating Company LLC | 56681 | Amelia | IPP Non-CHP | VA | 35 |  | 0.3 | 0.3 | 0.3 | Landfill Gas | LFG | IC | 8 | 2001 |  |  | (OP) Operating | [6 empty] | Amelia | 37.3097 | -78.0589 | Map | Map | PJM
55938 | Industrial Power Generating Company LLC | 56681 | Amelia | IPP Non-CHP | VA | 36 |  | 0.3 | 0.3 | 0.3 | Landfill Gas | LFG | IC | 8 | 2001 |  |  | (OP) Operating | [6 empty] | Amelia | 37.3097 | -78.0589 | Map | Map | PJM
55938 | Industrial Power Generating Company LLC | 56681 | Amelia | IPP Non-CHP | VA | 37 |  | 0.3 | 0.3 | 0.3 | Landfill Gas | LFG | IC | 8 | 2001 |  |  | (OP) Operating | [6 empty] | Amelia | 37.3097 | -78.0589 | Map | Map | PJM
55938 | Industrial Power Generating Company LLC | 56681 | Amelia | IPP Non-CHP | VA | 38 |  | 0.3 | 0.3 | 0.3 | Landfill Gas | LFG | IC | 8 | 2001 |  |  | (OP) Operating | [6 empty] | Amelia | 37.3097 | -78.0589 | Map | Map | PJM
55938 | Industrial Power Generating Company LLC | 56681 | Amelia | IPP Non-CHP | VA | 39 |  | 0.3 | 0.3 | 0.3 | Landfill Gas | LFG | IC | 8 | 2001 |  |  | (OP) Operating | [6 empty] | Amelia | 37.3097 | -78.0589 | Map | Map | PJM
55938 | Industrial Power Generating Company LLC | 56681 | Amelia | IPP Non-CHP | VA | 4 |  | 0.3 | 0.3 | 0.3 | Landfill Gas | LFG | IC | 8 | 2001 |  |  | (OP) Operating | [6 empty] | Amelia | 37.3097 | -78.0589 | Map | Map | PJM
55938 | Industrial Power Generating Company LLC | 56681 | Amelia | IPP Non-CHP | VA | 40 |  | 0.3 | 0.3 | 0.3 | Landfill Gas | LFG | IC | 8 | 2001 |  |  | (OP) Operating | [6 empty] | Amelia | 37.3097 | -78.0589 | Map | Map | PJM
55938 | Industrial Power Generating Company LLC | 56681 | Amelia | IPP Non-CHP | VA | 41 |  | 0.3 | 0.3 | 0.3 | Landfill Gas | LFG | IC | 8 | 2001 |  |  | (OP) Operating | [6 empty] | Amelia | 37.3097 | -78.0589 | Map | Map | PJM
55938 | Industrial Power Generating Company LLC | 56681 | Amelia | IPP Non-CHP | VA | 42 |  | 0.3 | 0.3 | 0.3 | Landfill Gas | LFG | IC | 8 | 2001 |  |  | (OP) Operating | [6 empty] | Amelia | 37.3097 | -78.0589 | Map | Map | PJM
55938 | Industrial Power Generating Company LLC | 56681 | Amelia | IPP Non-CHP | VA | 43 |  | 0.3 | 0.3 | 0.3 | Landfill Gas | LFG | IC | 8 | 2001 |  |  | (OP) Operating | [6 empty] | Amelia | 37.3097 | -78.0589 | Map | Map | PJM
55938 | Industrial Power Generating Company LLC | 56681 | Amelia | IPP Non-CHP | VA | 44 |  | 0.3 | 0.3 | 0.3 | Landfill Gas | LFG | IC | 8 | 2001 |  |  | (OP) Operating | [6 empty] | Amelia | 37.3097 | -78.0589 | Map | Map | PJM
55938 | Industrial Power Generating Company LLC | 56681 | Amelia | IPP Non-CHP | VA | 45 |  | 0.3 | 0.3 | 0.3 | Landfill Gas | LFG | IC | 8 | 2001 |  |  | (OP) Operating | [6 empty] | Amelia | 37.3097 | -78.0589 | Map | Map | PJM
55938 | Industrial Power Generating Company LLC | 56681 | Amelia | IPP Non-CHP | VA | 46 |  | 0.3 | 0.3 | 0.3 | Landfill Gas | LFG | IC | 8 | 2001 |  |  | (OP) Operating | [6 empty] | Amelia | 37.3097 | -78.0589 | Map | Map | PJM
55938 | Industrial Power Generating Company LLC | 56681 | Amelia | IPP Non-CHP | VA | 47 |  | 0.3 | 0.3 | 0.3 | Landfill Gas | LFG | IC | 8 | 2001 |  |  | (OP) Operating | [6 empty] | Amelia | 37.3097 | -78.0589 | Map | Map | PJM
55938 | Industrial Power Generating Company LLC | 56681 | Amelia | IPP Non-CHP | VA | 48 |  | 0.3 | 0.3 | 0.3 | Landfill Gas | LFG | IC | 8 | 2001 |  |  | (OP) Operating | [6 empty] | Amelia | 37.3097 | -78.0589 | Map | Map | PJM
55938 | Industrial Power Generating Company LLC | 56681 | Amelia | IPP Non-CHP | VA | 5 |  | 0.3 | 0.3 | 0.3 | Landfill Gas | LFG | IC | 8 | 2001 |  |  | (OP) Operating | [6 empty] | Amelia | 37.3097 | -78.0589 | Map | Map | PJM
55938 | Industrial Power Generating Company LLC | 56681 | Amelia | IPP Non-CHP | VA | 6 |  | 0.3 | 0.3 | 0.3 | Landfill Gas | LFG | IC | 8 | 2001 |  |  | (OP) Operating | [6 empty] | Amelia | 37.3097 | -78.0589 | Map | Map | PJM
55938 | Industrial Power Generating Company LLC | 56681 | Amelia | IPP Non-CHP | VA | 7 |  | 0.3 | 0.3 | 0.3 | Landfill Gas | LFG | IC | 8 | 2001 |  |  | (OP) Operating | [6 empty] | Amelia | 37.3097 | -78.0589 | Map | Map | PJM
55938 | Industrial Power Generating Company LLC | 56681 | Amelia | IPP Non-CHP | VA | 8 |  | 0.3 | 0.3 | 0.3 | Landfill Gas | LFG | IC | 8 | 2001 |  |  | (OP) Operating | [6 empty] | Amelia | 37.3097 | -78.0589 | Map | Map | PJM
55938 | Industrial Power Generating Company LLC | 56681 | Amelia | IPP Non-CHP | VA | 9 |  | 0.3 | 0.3 | 0.3 | Landfill Gas | LFG | IC | 8 | 2001 |  |  | (OP) Operating | [6 empty] | Amelia | 37.3097 | -78.0589 | Map | Map | PJM
55938 | Industrial Power Generating Company LLC | 56682 | Brunswick Landfill Gas | IPP Non-CHP | VA | 10 |  | 0.3 | 0.3 | 0.3 | Landfill Gas | LFG | IC | 10 | 2007 |  |  | (OP) Operating | [6 empty] | Brunswick | 36.7639 | -77.8108 | Map | Map | PJM
55938 | Industrial Power Generating Company LLC | 56682 | Brunswick Landfill Gas | IPP Non-CHP | VA | 11 |  | 0.3 | 0.3 | 0.3 | Landfill Gas | LFG | IC | 10 | 2007 |  |  | (OP) Operating | [6 empty] | Brunswick | 36.7639 | -77.8108 | Map | Map | PJM
55938 | Industrial Power Generating Company LLC | 56682 | Brunswick Landfill Gas | IPP Non-CHP | VA | 12 |  | 0.3 | 0.3 | 0.3 | Landfill Gas | LFG | IC | 10 | 2007 |  |  | (OP) Operating | [6 empty] | Brunswick | 36.7639 | -77.8108 | Map | Map | PJM
55938 | Industrial Power Generating Company LLC | 56682 | Brunswick Landfill Gas | IPP Non-CHP | VA | 13 |  | 0.3 | 0.3 | 0.3 | Landfill Gas | LFG | IC | 10 | 2007 |  |  | (OP) Operating | [6 empty] | Brunswick | 36.7639 | -77.8108 | Map | Map | PJM
55938 | Industrial Power Generating Company LLC | 56682 | Brunswick Landfill Gas | IPP Non-CHP | VA | 14 |  | 0.3 | 0.3 | 0.3 | Landfill Gas | LFG | IC | 10 | 2007 |  |  | (OP) Operating | [6 empty] | Brunswick | 36.7639 | -77.8108 | Map | Map | PJM
55938 | Industrial Power Generating Company LLC | 56682 | Brunswick Landfill Gas | IPP Non-CHP | VA | 15 |  | 0.3 | 0.3 | 0.3 | Landfill Gas | LFG | IC | 10 | 2007 |  |  | (OP) Operating | [6 empty] | Brunswick | 36.7639 | -77.8108 | Map | Map | PJM
55938 | Industrial Power Generating Company LLC | 56682 | Brunswick Landfill Gas | IPP Non-CHP | VA | 16 |  | 0.3 | 0.3 | 0.3 | Landfill Gas | LFG | IC | 10 | 2007 |  |  | (OP) Operating | [6 empty] | Brunswick | 36.7639 | -77.8108 | Map | Map | PJM
55938 | Industrial Power Generating Company LLC | 56682 | Brunswick Landfill Gas | IPP Non-CHP | VA | 17 |  | 0.3 | 0.3 | 0.3 | Landfill Gas | LFG | IC | 10 | 2007 |  |  | (OP) Operating | [6 empty] | Brunswick | 36.7639 | -77.8108 | Map | Map | PJM
55938 | Industrial Power Generating Company LLC | 56682 | Brunswick Landfill Gas | IPP Non-CHP | VA | 18 |  | 0.3 | 0.3 | 0.3 | Landfill Gas | LFG | IC | 10 | 2007 |  |  | (OP) Operating | [6 empty] | Brunswick | 36.7639 | -77.8108 | Map | Map | PJM
55938 | Industrial Power Generating Company LLC | 56682 | Brunswick Landfill Gas | IPP Non-CHP | VA | 19 |  | 0.3 | 0.3 | 0.3 | Landfill Gas | LFG | IC | 10 | 2007 |  |  | (OP) Operating | [6 empty] | Brunswick | 36.7639 | -77.8108 | Map | Map | PJM
55938 | Industrial Power Generating Company LLC | 56682 | Brunswick Landfill Gas | IPP Non-CHP | VA | 2 |  | 0.3 | 0.3 | 0.3 | Landfill Gas | LFG | IC | 10 | 2007 |  |  | (OP) Operating | [6 empty] | Brunswick | 36.7639 | -77.8108 | Map | Map | PJM
55938 | Industrial Power Generating Company LLC | 56682 | Brunswick Landfill Gas | IPP Non-CHP | VA | 20 |  | 0.3 | 0.3 | 0.3 | Landfill Gas | LFG | IC | 10 | 2007 |  |  | (OP) Operating | [6 empty] | Brunswick | 36.7639 | -77.8108 | Map | Map | PJM
55938 | Industrial Power Generating Company LLC | 56682 | Brunswick Landfill Gas | IPP Non-CHP | VA | 21 |  | 0.3 | 0.3 | 0.3 | Landfill Gas | LFG | IC | 10 | 2007 |  |  | (OP) Operating | [6 empty] | Brunswick | 36.7639 | -77.8108 | Map | Map | PJM
55938 | Industrial Power Generating Company LLC | 56682 | Brunswick Landfill Gas | IPP Non-CHP | VA | 22 |  | 0.3 | 0.3 | 0.3 | Landfill Gas | LFG | IC | 10 | 2007 |  |  | (OP) Operating | [6 empty] | Brunswick | 36.7639 | -77.8108 | Map | Map | PJM
55938 | Industrial Power Generating Company LLC | 56682 | Brunswick Landfill Gas | IPP Non-CHP | VA | 23 |  | 0.3 | 0.3 | 0.3 | Landfill Gas | LFG | IC | 10 | 2007 |  |  | (OP) Operating | [6 empty] | Brunswick | 36.7639 | -77.8108 | Map | Map | PJM
55938 | Industrial Power Generating Company LLC | 56682 | Brunswick Landfill Gas | IPP Non-CHP | VA | 24 |  | 0.3 | 0.3 | 0.3 | Landfill Gas | LFG | IC | 10 | 2007 |  |  | (OP) Operating | [6 empty] | Brunswick | 36.7639 | -77.8108 | Map | Map | PJM
55938 | Industrial Power Generating Company LLC | 56682 | Brunswick Landfill Gas | IPP Non-CHP | VA | 25 |  | 0.3 | 0.3 | 0.3 | Landfill Gas | LFG | IC | 10 | 2007 |  |  | (OP) Operating | [6 empty] | Brunswick | 36.7639 | -77.8108 | Map | Map | PJM
55938 | Industrial Power Generating Company LLC | 56682 | Brunswick Landfill Gas | IPP Non-CHP | VA | 26 |  | 0.3 | 0.3 | 0.3 | Landfill Gas | LFG | IC | 10 | 2007 |  |  | (OP) Operating | [6 empty] | Brunswick | 36.7639 | -77.8108 | Map | Map | PJM
55938 | Industrial Power Generating Company LLC | 56682 | Brunswick Landfill Gas | IPP Non-CHP | VA | 27 |  | 0.3 | 0.3 | 0.3 | Landfill Gas | LFG | IC | 10 | 2007 |  |  | (OP) Operating | [6 empty] | Brunswick | 36.7639 | -77.8108 | Map | Map | PJM
55938 | Industrial Power Generating Company LLC | 56682 | Brunswick Landfill Gas | IPP Non-CHP | VA | 28 |  | 0.3 | 0.3 | 0.3 | Landfill Gas | LFG | IC | 10 | 2007 |  |  | (OP) Operating | [6 empty] | Brunswick | 36.7639 | -77.8108 | Map | Map | PJM
55938 | Industrial Power Generating Company LLC | 56682 | Brunswick Landfill Gas | IPP Non-CHP | VA | 29 |  | 0.3 | 0.3 | 0.3 | Landfill Gas | LFG | IC | 10 | 2007 |  |  | (OP) Operating | [6 empty] | Brunswick | 36.7639 | -77.8108 | Map | Map | PJM
55938 | Industrial Power Generating Company LLC | 56682 | Brunswick Landfill Gas | IPP Non-CHP | VA | 3 |  | 0.3 | 0.3 | 0.3 | Landfill Gas | LFG | IC | 10 | 2007 |  |  | (OP) Operating | [6 empty] | Brunswick | 36.7639 | -77.8108 | Map | Map | PJM
55938 | Industrial Power Generating Company LLC | 56682 | Brunswick Landfill Gas | IPP Non-CHP | VA | 30 |  | 0.3 | 0.3 | 0.3 | Landfill Gas | LFG | IC | 10 | 2007 |  |  | (OP) Operating | [6 empty] | Brunswick | 36.7639 | -77.8108 | Map | Map | PJM
55938 | Industrial Power Generating Company LLC | 56682 | Brunswick Landfill Gas | IPP Non-CHP | VA | 31 |  | 0.3 | 0.3 | 0.3 | Landfill Gas | LFG | IC | 10 | 2007 |  |  | (OP) Operating | [6 empty] | Brunswick | 36.7639 | -77.8108 | Map | Map | PJM
55938 | Industrial Power Generating Company LLC | 56682 | Brunswick Landfill Gas | IPP Non-CHP | VA | 32 |  | 0.3 | 0.3 | 0.3 | Landfill Gas | LFG | IC | 10 | 2007 |  |  | (OP) Operating | [6 empty] | Brunswick | 36.7639 | -77.8108 | Map | Map | PJM
55938 | Industrial Power Generating Company LLC | 56682 | Brunswick Landfill Gas | IPP Non-CHP | VA | 33 |  | 0.3 | 0.3 | 0.3 | Landfill Gas | LFG | IC | 10 | 2007 |  |  | (OP) Operating | [6 empty] | Brunswick | 36.7639 | -77.8108 | Map | Map | PJM
55938 | Industrial Power Generating Company LLC | 56682 | Brunswick Landfill Gas | IPP Non-CHP | VA | 34 |  | 0.3 | 0.3 | 0.3 | Landfill Gas | LFG | IC | 10 | 2007 |  |  | (OP) Operating | [6 empty] | Brunswick | 36.7639 | -77.8108 | Map | Map | PJM
55938 | Industrial Power Generating Company LLC | 56682 | Brunswick Landfill Gas | IPP Non-CHP | VA | 35 |  | 0.3 | 0.3 | 0.3 | Landfill Gas | LFG | IC | 10 | 2007 |  |  | (OP) Operating | [6 empty] | Brunswick | 36.7639 | -77.8108 | Map | Map | PJM
55938 | Industrial Power Generating Company LLC | 56682 | Brunswick Landfill Gas | IPP Non-CHP | VA | 36 |  | 0.3 | 0.3 | 0.3 | Landfill Gas | LFG | IC | 10 | 2007 |  |  | (OP) Operating | [6 empty] | Brunswick | 36.7639 | -77.8108 | Map | Map | PJM
55938 | Industrial Power Generating Company LLC | 56682 | Brunswick Landfill Gas | IPP Non-CHP | VA | 4 |  | 0.3 | 0.3 | 0.3 | Landfill Gas | LFG | IC | 10 | 2007 |  |  | (OP) Operating | [6 empty] | Brunswick | 36.7639 | -77.8108 | Map | Map | PJM
55938 | Industrial Power Generating Company LLC | 56682 | Brunswick Landfill Gas | IPP Non-CHP | VA | 5 |  | 0.3 | 0.3 | 0.3 | Landfill Gas | LFG | IC | 10 | 2007 |  |  | (OP) Operating | [6 empty] | Brunswick | 36.7639 | -77.8108 | Map | Map | PJM
55938 | Industrial Power Generating Company LLC | 56682 | Brunswick Landfill Gas | IPP Non-CHP | VA | 6 |  | 0.3 | 0.3 | 0.3 | Landfill Gas | LFG | IC | 10 | 2007 |  |  | (OP) Operating | [6 empty] | Brunswick | 36.7639 | -77.8108 | Map | Map | PJM
55938 | Industrial Power Generating Company LLC | 56682 | Brunswick Landfill Gas | IPP Non-CHP | VA | 7 |  | 0.3 | 0.3 | 0.3 | Landfill Gas | LFG | IC | 10 | 2007 |  |  | (OP) Operating | [6 empty] | Brunswick | 36.7639 | -77.8108 | Map | Map | PJM
55938 | Industrial Power Generating Company LLC | 56682 | Brunswick Landfill Gas | IPP Non-CHP | VA | 8 |  | 0.3 | 0.3 | 0.3 | Landfill Gas | LFG | IC | 10 | 2007 |  |  | (OP) Operating | [6 empty] | Brunswick | 36.7639 | -77.8108 | Map | Map | PJM
55938 | Industrial Power Generating Company LLC | 56682 | Brunswick Landfill Gas | IPP Non-CHP | VA | 9 |  | 0.3 | 0.3 | 0.3 | Landfill Gas | LFG | IC | 10 | 2007 |  |  | (OP) Operating | [6 empty] | Brunswick | 36.7639 | -77.8108 | Map | Map | PJM
55938 | Industrial Power Generating Company LLC | 56683 | Charles City | IPP Non-CHP | VA | 1 |  | 0.3 | 0.3 | 0.3 | Landfill Gas | LFG | IC | 11 | 2003 |  |  | (OP) Operating | [6 empty] | Charles City | 37.4389 | -77.1286 | Map | Map | PJM
55938 | Industrial Power Generating Company LLC | 56683 | Charles City | IPP Non-CHP | VA | 10 |  | 0.3 | 0.3 | 0.3 | Landfill Gas | LFG | IC | 11 | 2003 |  |  | (OP) Operating | [6 empty] | Charles City | 37.4389 | -77.1286 | Map | Map | PJM
55938 | Industrial Power Generating Company LLC | 56683 | Charles City | IPP Non-CHP | VA | 11 |  | 0.3 | 0.3 | 0.3 | Landfill Gas | LFG | IC | 11 | 2003 |  |  | (OP) Operating | [6 empty] | Charles City | 37.4389 | -77.1286 | Map | Map | PJM
55938 | Industrial Power Generating Company LLC | 56683 | Charles City | IPP Non-CHP | VA | 12 |  | 0.3 | 0.3 | 0.3 | Landfill Gas | LFG | IC | 11 | 2003 |  |  | (OP) Operating | [6 empty] | Charles City | 37.4389 | -77.1286 | Map | Map | PJM
55938 | Industrial Power Generating Company LLC | 56683 | Charles City | IPP Non-CHP | VA | 13 |  | 0.3 | 0.3 | 0.3 | Landfill Gas | LFG | IC | 11 | 2003 |  |  | (OP) Operating | [6 empty] | Charles City | 37.4389 | -77.1286 | Map | Map | PJM
55938 | Industrial Power Generating Company LLC | 56683 | Charles City | IPP Non-CHP | VA | 14 |  | 0.3 | 0.3 | 0.3 | Landfill Gas | LFG | IC | 11 | 2003 |  |  | (OP) Operating | [6 empty] | Charles City | 37.4389 | -77.1286 | Map | Map | PJM
55938 | Industrial Power Generating Company LLC | 56683 | Charles City | IPP Non-CHP | VA | 15 |  | 0.3 | 0.3 | 0.3 | Landfill Gas | LFG | IC | 11 | 2003 |  |  | (OP) Operating | [6 empty] | Charles City | 37.4389 | -77.1286 | Map | Map | PJM
55938 | Industrial Power Generating Company LLC | 56683 | Charles City | IPP Non-CHP | VA | 16 |  | 0.3 | 0.3 | 0.3 | Landfill Gas | LFG | IC | 11 | 2003 |  |  | (OP) Operating | [6 empty] | Charles City | 37.4389 | -77.1286 | Map | Map | PJM
55938 | Industrial Power Generating Company LLC | 56683 | Charles City | IPP Non-CHP | VA | 17 |  | 0.3 | 0.3 | 0.3 | Landfill Gas | LFG | IC | 11 | 2003 |  |  | (OP) Operating | [6 empty] | Charles City | 37.4389 | -77.1286 | Map | Map | PJM
55938 | Industrial Power Generating Company LLC | 56683 | Charles City | IPP Non-CHP | VA | 18 |  | 0.3 | 0.3 | 0.3 | Landfill Gas | LFG | IC | 11 | 2003 |  |  | (OP) Operating | [6 empty] | Charles City | 37.4389 | -77.1286 | Map | Map | PJM
55938 | Industrial Power Generating Company LLC | 56683 | Charles City | IPP Non-CHP | VA | 19 |  | 0.3 | 0.3 | 0.3 | Landfill Gas | LFG | IC | 11 | 2003 |  |  | (OP) Operating | [6 empty] | Charles City | 37.4389 | -77.1286 | Map | Map | PJM
55938 | Industrial Power Generating Company LLC | 56683 | Charles City | IPP Non-CHP | VA | 2 |  | 0.3 | 0.3 | 0.3 | Landfill Gas | LFG | IC | 11 | 2003 |  |  | (OP) Operating | [6 empty] | Charles City | 37.4389 | -77.1286 | Map | Map | PJM
55938 | Industrial Power Generating Company LLC | 56683 | Charles City | IPP Non-CHP | VA | 20 |  | 0.3 | 0.3 | 0.3 | Landfill Gas | LFG | IC | 11 | 2003 |  |  | (OP) Operating | [6 empty] | Charles City | 37.4389 | -77.1286 | Map | Map | PJM
55938 | Industrial Power Generating Company LLC | 56683 | Charles City | IPP Non-CHP | VA | 21 |  | 0.3 | 0.3 | 0.3 | Landfill Gas | LFG | IC | 11 | 2003 |  |  | (OP) Operating | [6 empty] | Charles City | 37.4389 | -77.1286 | Map | Map | PJM
55938 | Industrial Power Generating Company LLC | 56683 | Charles City | IPP Non-CHP | VA | 22 |  | 0.3 | 0.3 | 0.3 | Landfill Gas | LFG | IC | 11 | 2003 |  |  | (OP) Operating | [6 empty] | Charles City | 37.4389 | -77.1286 | Map | Map | PJM
55938 | Industrial Power Generating Company LLC | 56683 | Charles City | IPP Non-CHP | VA | 23 |  | 0.3 | 0.3 | 0.3 | Landfill Gas | LFG | IC | 11 | 2003 |  |  | (OP) Operating | [6 empty] | Charles City | 37.4389 | -77.1286 | Map | Map | PJM
55938 | Industrial Power Generating Company LLC | 56683 | Charles City | IPP Non-CHP | VA | 24 |  | 0.3 | 0.3 | 0.3 | Landfill Gas | LFG | IC | 11 | 2003 |  |  | (OP) Operating | [6 empty] | Charles City | 37.4389 | -77.1286 | Map | Map | PJM
55938 | Industrial Power Generating Company LLC | 56683 | Charles City | IPP Non-CHP | VA | 25 |  | 0.3 | 0.3 | 0.3 | Landfill Gas | LFG | IC | 11 | 2003 |  |  | (OP) Operating | [6 empty] | Charles City | 37.4389 | -77.1286 | Map | Map | PJM
55938 | Industrial Power Generating Company LLC | 56683 | Charles City | IPP Non-CHP | VA | 26 |  | 0.3 | 0.3 | 0.3 | Landfill Gas | LFG | IC | 11 | 2003 |  |  | (OP) Operating | [6 empty] | Charles City | 37.4389 | -77.1286 | Map | Map | PJM
55938 | Industrial Power Generating Company LLC | 56683 | Charles City | IPP Non-CHP | VA | 27 |  | 0.3 | 0.3 | 0.3 | Landfill Gas | LFG | IC | 11 | 2003 |  |  | (OP) Operating | [6 empty] | Charles City | 37.4389 | -77.1286 | Map | Map | PJM
55938 | Industrial Power Generating Company LLC | 56683 | Charles City | IPP Non-CHP | VA | 28 |  | 0.3 | 0.3 | 0.3 | Landfill Gas | LFG | IC | 11 | 2003 |  |  | (OP) Operating | [6 empty] | Charles City | 37.4389 | -77.1286 | Map | Map | PJM
55938 | Industrial Power Generating Company LLC | 56683 | Charles City | IPP Non-CHP | VA | 29 |  | 0.3 | 0.3 | 0.3 | Landfill Gas | LFG | IC | 11 | 2003 |  |  | (OP) Operating | [6 empty] | Charles City | 37.4389 | -77.1286 | Map | Map | PJM
55938 | Industrial Power Generating Company LLC | 56683 | Charles City | IPP Non-CHP | VA | 3 |  | 0.3 | 0.3 | 0.3 | Landfill Gas | LFG | IC | 11 | 2003 |  |  | (OP) Operating | [6 empty] | Charles City | 37.4389 | -77.1286 | Map | Map | PJM
55938 | Industrial Power Generating Company LLC | 56683 | Charles City | IPP Non-CHP | VA | 30 |  | 0.3 | 0.3 | 0.3 | Landfill Gas | LFG | IC | 11 | 2003 |  |  | (OP) Operating | [6 empty] | Charles City | 37.4389 | -77.1286 | Map | Map | PJM
55938 | Industrial Power Generating Company LLC | 56683 | Charles City | IPP Non-CHP | VA | 31 |  | 0.3 | 0.3 | 0.3 | Landfill Gas | LFG | IC | 11 | 2003 |  |  | (OP) Operating | [6 empty] | Charles City | 37.4389 | -77.1286 | Map | Map | PJM
55938 | Industrial Power Generating Company LLC | 56683 | Charles City | IPP Non-CHP | VA | 32 |  | 0.3 | 0.3 | 0.3 | Landfill Gas | LFG | IC | 11 | 2003 |  |  | (OP) Operating | [6 empty] | Charles City | 37.4389 | -77.1286 | Map | Map | PJM
55938 | Industrial Power Generating Company LLC | 56683 | Charles City | IPP Non-CHP | VA | 33 |  | 0.3 | 0.3 | 0.3 | Landfill Gas | LFG | IC | 11 | 2003 |  |  | (OP) Operating | [6 empty] | Charles City | 37.4389 | -77.1286 | Map | Map | PJM
55938 | Industrial Power Generating Company LLC | 56683 | Charles City | IPP Non-CHP | VA | 34 |  | 0.3 | 0.3 | 0.3 | Landfill Gas | LFG | IC | 11 | 2003 |  |  | (OP) Operating | [6 empty] | Charles City | 37.4389 | -77.1286 | Map | Map | PJM
55938 | Industrial Power Generating Company LLC | 56683 | Charles City | IPP Non-CHP | VA | 35 |  | 0.3 | 0.3 | 0.3 | Landfill Gas | LFG | IC | 11 | 2003 |  |  | (OP) Operating | [6 empty] | Charles City | 37.4389 | -77.1286 | Map | Map | PJM
55938 | Industrial Power Generating Company LLC | 56683 | Charles City | IPP Non-CHP | VA | 36 |  | 0.3 | 0.3 | 0.3 | Landfill Gas | LFG | IC | 11 | 2003 |  |  | (OP) Operating | [6 empty] | Charles City | 37.4389 | -77.1286 | Map | Map | PJM
55938 | Industrial Power Generating Company LLC | 56683 | Charles City | IPP Non-CHP | VA | 37 |  | 0.3 | 0.3 | 0.3 | Landfill Gas | LFG | IC | 11 | 2003 |  |  | (OP) Operating | [6 empty] | Charles City | 37.4389 | -77.1286 | Map | Map | PJM
55938 | Industrial Power Generating Company LLC | 56683 | Charles City | IPP Non-CHP | VA | 38 |  | 0.3 | 0.3 | 0.3 | Landfill Gas | LFG | IC | 11 | 2003 |  |  | (OP) Operating | [6 empty] | Charles City | 37.4389 | -77.1286 | Map | Map | PJM
55938 | Industrial Power Generating Company LLC | 56683 | Charles City | IPP Non-CHP | VA | 39 |  | 0.3 | 0.3 | 0.3 | Landfill Gas | LFG | IC | 11 | 2003 |  |  | (OP) Operating | [6 empty] | Charles City | 37.4389 | -77.1286 | Map | Map | PJM
55938 | Industrial Power Generating Company LLC | 56683 | Charles City | IPP Non-CHP | VA | 4 |  | 0.3 | 0.3 | 0.3 | Landfill Gas | LFG | IC | 11 | 2003 |  |  | (OP) Operating | [6 empty] | Charles City | 37.4389 | -77.1286 | Map | Map | PJM
55938 | Industrial Power Generating Company LLC | 56683 | Charles City | IPP Non-CHP | VA | 40 |  | 0.3 | 0.3 | 0.3 | Landfill Gas | LFG | IC | 11 | 2003 |  |  | (OP) Operating | [6 empty] | Charles City | 37.4389 | -77.1286 | Map | Map | PJM
55938 | Industrial Power Generating Company LLC | 56683 | Charles City | IPP Non-CHP | VA | 41 |  | 0.3 | 0.3 | 0.3 | Landfill Gas | LFG | IC | 11 | 2003 |  |  | (OP) Operating | [6 empty] | Charles City | 37.4389 | -77.1286 | Map | Map | PJM
55938 | Industrial Power Generating Company LLC | 56683 | Charles City | IPP Non-CHP | VA | 42 |  | 0.3 | 0.3 | 0.3 | Landfill Gas | LFG | IC | 11 | 2003 |  |  | (OP) Operating | [6 empty] | Charles City | 37.4389 | -77.1286 | Map | Map | PJM
55938 | Industrial Power Generating Company LLC | 56683 | Charles City | IPP Non-CHP | VA | 43 |  | 0.3 | 0.3 | 0.3 | Landfill Gas | LFG | IC | 11 | 2003 |  |  | (OP) Operating | [6 empty] | Charles City | 37.4389 | -77.1286 | Map | Map | PJM
55938 | Industrial Power Generating Company LLC | 56683 | Charles City | IPP Non-CHP | VA | 44 |  | 0.3 | 0.3 | 0.3 | Landfill Gas | LFG | IC | 11 | 2003 |  |  | (OP) Operating | [6 empty] | Charles City | 37.4389 | -77.1286 | Map | Map | PJM
55938 | Industrial Power Generating Company LLC | 56683 | Charles City | IPP Non-CHP | VA | 45 |  | 0.3 | 0.3 | 0.3 | Landfill Gas | LFG | IC | 11 | 2003 |  |  | (OP) Operating | [6 empty] | Charles City | 37.4389 | -77.1286 | Map | Map | PJM
55938 | Industrial Power Generating Company LLC | 56683 | Charles City | IPP Non-CHP | VA | 46 |  | 0.3 | 0.3 | 0.3 | Landfill Gas | LFG | IC | 11 | 2003 |  |  | (OP) Operating | [6 empty] | Charles City | 37.4389 | -77.1286 | Map | Map | PJM
55938 | Industrial Power Generating Company LLC | 56683 | Charles City | IPP Non-CHP | VA | 47 |  | 0.3 | 0.3 | 0.3 | Landfill Gas | LFG | IC | 11 | 2003 |  |  | (OP) Operating | [6 empty] | Charles City | 37.4389 | -77.1286 | Map | Map | PJM
55938 | Industrial Power Generating Company LLC | 56683 | Charles City | IPP Non-CHP | VA | 48 |  | 0.3 | 0.3 | 0.3 | Landfill Gas | LFG | IC | 11 | 2003 |  |  | (OP) Operating | [6 empty] | Charles City | 37.4389 | -77.1286 | Map | Map | PJM
55938 | Industrial Power Generating Company LLC | 56683 | Charles City | IPP Non-CHP | VA | 5 |  | 0.3 | 0.3 | 0.3 | Landfill Gas | LFG | IC | 11 | 2003 |  |  | (OP) Operating | [6 empty] | Charles City | 37.4389 | -77.1286 | Map | Map | PJM
55938 | Industrial Power Generating Company LLC | 56683 | Charles City | IPP Non-CHP | VA | 6 |  | 0.3 | 0.3 | 0.3 | Landfill Gas | LFG | IC | 11 | 2003 |  |  | (OP) Operating | [6 empty] | Charles City | 37.4389 | -77.1286 | Map | Map | PJM
55938 | Industrial Power Generating Company LLC | 56683 | Charles City | IPP Non-CHP | VA | 7 |  | 0.3 | 0.3 | 0.3 | Landfill Gas | LFG | IC | 11 | 2003 |  |  | (OP) Operating | [6 empty] | Charles City | 37.4389 | -77.1286 | Map | Map | PJM
55938 | Industrial Power Generating Company LLC | 56683 | Charles City | IPP Non-CHP | VA | 8 |  | 0.3 | 0.3 | 0.3 | Landfill Gas | LFG | IC | 11 | 2003 |  |  | (OP) Operating | [6 empty] | Charles City | 37.4389 | -77.1286 | Map | Map | PJM
55938 | Industrial Power Generating Company LLC | 56683 | Charles City | IPP Non-CHP | VA | 9 |  | 0.3 | 0.3 | 0.3 | Landfill Gas | LFG | IC | 11 | 2003 |  |  | (OP) Operating | [6 empty] | Charles City | 37.4389 | -77.1286 | Map | Map | PJM
55938 | Industrial Power Generating Company LLC | 56684 | Chesterfield Landfill Gas | IPP Non-CHP | VA | 1 |  | 0.3 | 0.3 | 0.3 | Landfill Gas | LFG | IC | 6 | 2004 |  |  | (OP) Operating | [6 empty] | Chesterfield | 37.3517 | -77.4969 | Map | Map | PJM
55938 | Industrial Power Generating Company LLC | 56684 | Chesterfield Landfill Gas | IPP Non-CHP | VA | 10 |  | 0.3 | 0.3 | 0.3 | Landfill Gas | LFG | IC | 6 | 2004 |  |  | (OP) Operating | [6 empty] | Chesterfield | 37.3517 | -77.4969 | Map | Map | PJM
55938 | Industrial Power Generating Company LLC | 56684 | Chesterfield Landfill Gas | IPP Non-CHP | VA | 11 |  | 0.3 | 0.3 | 0.3 | Landfill Gas | LFG | IC | 6 | 2004 |  |  | (OP) Operating | [6 empty] | Chesterfield | 37.3517 | -77.4969 | Map | Map | PJM
55938 | Industrial Power Generating Company LLC | 56684 | Chesterfield Landfill Gas | IPP Non-CHP | VA | 12 |  | 0.3 | 0.3 | 0.3 | Landfill Gas | LFG | IC | 6 | 2004 |  |  | (OP) Operating | [6 empty] | Chesterfield | 37.3517 | -77.4969 | Map | Map | PJM
55938 | Industrial Power Generating Company LLC | 56684 | Chesterfield Landfill Gas | IPP Non-CHP | VA | 13 |  | 0.3 | 0.3 | 0.3 | Landfill Gas | LFG | IC | 6 | 2004 |  |  | (OP) Operating | [6 empty] | Chesterfield | 37.3517 | -77.4969 | Map | Map | PJM
55938 | Industrial Power Generating Company LLC | 56684 | Chesterfield Landfill Gas | IPP Non-CHP | VA | 14 |  | 0.3 | 0.3 | 0.3 | Landfill Gas | LFG | IC | 6 | 2004 |  |  | (OP) Operating | [6 empty] | Chesterfield | 37.3517 | -77.4969 | Map | Map | PJM
55938 | Industrial Power Generating Company LLC | 56684 | Chesterfield Landfill Gas | IPP Non-CHP | VA | 15 |  | 0.3 | 0.3 | 0.3 | Landfill Gas | LFG | IC | 6 | 2004 |  |  | (OP) Operating | [6 empty] | Chesterfield | 37.3517 | -77.4969 | Map | Map | PJM
55938 | Industrial Power Generating Company LLC | 56684 | Chesterfield Landfill Gas | IPP Non-CHP | VA | 16 |  | 0.3 | 0.3 | 0.3 | Landfill Gas | LFG | IC | 6 | 2004 |  |  | (OP) Operating | [6 empty] | Chesterfield | 37.3517 | -77.4969 | Map | Map | PJM
55938 | Industrial Power Generating Company LLC | 56684 | Chesterfield Landfill Gas | IPP Non-CHP | VA | 17 |  | 0.3 | 0.3 | 0.3 | Landfill Gas | LFG | IC | 6 | 2004 |  |  | (OP) Operating | [6 empty] | Chesterfield | 37.3517 | -77.4969 | Map | Map | PJM
55938 | Industrial Power Generating Company LLC | 56684 | Chesterfield Landfill Gas | IPP Non-CHP | VA | 18 |  | 0.3 | 0.3 | 0.3 | Landfill Gas | LFG | IC | 6 | 2004 |  |  | (OP) Operating | [6 empty] | Chesterfield | 37.3517 | -77.4969 | Map | Map | PJM
55938 | Industrial Power Generating Company LLC | 56684 | Chesterfield Landfill Gas | IPP Non-CHP | VA | 19 |  | 0.3 | 0.3 | 0.3 | Landfill Gas | LFG | IC | 6 | 2004 |  |  | (OP) Operating | [6 empty] | Chesterfield | 37.3517 | -77.4969 | Map | Map | PJM
55938 | Industrial Power Generating Company LLC | 56684 | Chesterfield Landfill Gas | IPP Non-CHP | VA | 2 |  | 0.3 | 0.3 | 0.3 | Landfill Gas | LFG | IC | 6 | 2004 |  |  | (OP) Operating | [6 empty] | Chesterfield | 37.3517 | -77.4969 | Map | Map | PJM
55938 | Industrial Power Generating Company LLC | 56684 | Chesterfield Landfill Gas | IPP Non-CHP | VA | 20 |  | 0.3 | 0.3 | 0.3 | Landfill Gas | LFG | IC | 6 | 2004 |  |  | (OP) Operating | [6 empty] | Chesterfield | 37.3517 | -77.4969 | Map | Map | PJM
55938 | Industrial Power Generating Company LLC | 56684 | Chesterfield Landfill Gas | IPP Non-CHP | VA | 21 |  | 0.3 | 0.3 | 0.3 | Landfill Gas | LFG | IC | 6 | 2004 |  |  | (OP) Operating | [6 empty] | Chesterfield | 37.3517 | -77.4969 | Map | Map | PJM
55938 | Industrial Power Generating Company LLC | 56684 | Chesterfield Landfill Gas | IPP Non-CHP | VA | 22 |  | 0.3 | 0.3 | 0.3 | Landfill Gas | LFG | IC | 6 | 2004 |  |  | (OP) Operating | [6 empty] | Chesterfield | 37.3517 | -77.4969 | Map | Map | PJM
55938 | Industrial Power Generating Company LLC | 56684 | Chesterfield Landfill Gas | IPP Non-CHP | VA | 23 |  | 0.3 | 0.3 | 0.3 | Landfill Gas | LFG | IC | 6 | 2004 |  |  | (OP) Operating | [6 empty] | Chesterfield | 37.3517 | -77.4969 | Map | Map | PJM
55938 | Industrial Power Generating Company LLC | 56684 | Chesterfield Landfill Gas | IPP Non-CHP | VA | 24 |  | 0.3 | 0.3 | 0.3 | Landfill Gas | LFG | IC | 6 | 2004 |  |  | (OP) Operating | [6 empty] | Chesterfield | 37.3517 | -77.4969 | Map | Map | PJM
55938 | Industrial Power Generating Company LLC | 56684 | Chesterfield Landfill Gas | IPP Non-CHP | VA | 25 |  | 0.3 | 0.3 | 0.3 | Landfill Gas | LFG | IC | 6 | 2004 |  |  | (OP) Operating | [6 empty] | Chesterfield | 37.3517 | -77.4969 | Map | Map | PJM
55938 | Industrial Power Generating Company LLC | 56684 | Chesterfield Landfill Gas | IPP Non-CHP | VA | 26 |  | 0.3 | 0.3 | 0.3 | Landfill Gas | LFG | IC | 6 | 2004 |  |  | (OP) Operating | [6 empty] | Chesterfield | 37.3517 | -77.4969 | Map | Map | PJM
55938 | Industrial Power Generating Company LLC | 56684 | Chesterfield Landfill Gas | IPP Non-CHP | VA | 27 |  | 0.3 | 0.3 | 0.3 | Landfill Gas | LFG | IC | 6 | 2004 |  |  | (OP) Operating | [6 empty] | Chesterfield | 37.3517 | -77.4969 | Map | Map | PJM
55938 | Industrial Power Generating Company LLC | 56684 | Chesterfield Landfill Gas | IPP Non-CHP | VA | 28 |  | 0.3 | 0.3 | 0.3 | Landfill Gas | LFG | IC | 6 | 2004 |  |  | (OP) Operating | [6 empty] | Chesterfield | 37.3517 | -77.4969 | Map | Map | PJM
55938 | Industrial Power Generating Company LLC | 56684 | Chesterfield Landfill Gas | IPP Non-CHP | VA | 29 |  | 0.3 | 0.3 | 0.3 | Landfill Gas | LFG | IC | 6 | 2004 |  |  | (OP) Operating | [6 empty] | Chesterfield | 37.3517 | -77.4969 | Map | Map | PJM
55938 | Industrial Power Generating Company LLC | 56684 | Chesterfield Landfill Gas | IPP Non-CHP | VA | 3 |  | 0.3 | 0.3 | 0.3 | Landfill Gas | LFG | IC | 6 | 2004 |  |  | (OP) Operating | [6 empty] | Chesterfield | 37.3517 | -77.4969 | Map | Map | PJM
55938 | Industrial Power Generating Company LLC | 56684 | Chesterfield Landfill Gas | IPP Non-CHP | VA | 30 |  | 0.3 | 0.3 | 0.3 | Landfill Gas | LFG | IC | 6 | 2004 |  |  | (OP) Operating | [6 empty] | Chesterfield | 37.3517 | -77.4969 | Map | Map | PJM
55938 | Industrial Power Generating Company LLC | 56684 | Chesterfield Landfill Gas | IPP Non-CHP | VA | 31 |  | 0.3 | 0.3 | 0.3 | Landfill Gas | LFG | IC | 6 | 2004 |  |  | (OP) Operating | [6 empty] | Chesterfield | 37.3517 | -77.4969 | Map | Map | PJM
55938 | Industrial Power Generating Company LLC | 56684 | Chesterfield Landfill Gas | IPP Non-CHP | VA | 32 |  | 0.3 | 0.3 | 0.3 | Landfill Gas | LFG | IC | 6 | 2004 |  |  | (OP) Operating | [6 empty] | Chesterfield | 37.3517 | -77.4969 | Map | Map | PJM
55938 | Industrial Power Generating Company LLC | 56684 | Chesterfield Landfill Gas | IPP Non-CHP | VA | 33 |  | 0.3 | 0.3 | 0.3 | Landfill Gas | LFG | IC | 6 | 2004 |  |  | (OP) Operating | [6 empty] | Chesterfield | 37.3517 | -77.4969 | Map | Map | PJM
55938 | Industrial Power Generating Company LLC | 56684 | Chesterfield Landfill Gas | IPP Non-CHP | VA | 34 |  | 0.3 | 0.3 | 0.3 | Landfill Gas | LFG | IC | 6 | 2004 |  |  | (OP) Operating | [6 empty] | Chesterfield | 37.3517 | -77.4969 | Map | Map | PJM
55938 | Industrial Power Generating Company LLC | 56684 | Chesterfield Landfill Gas | IPP Non-CHP | VA | 35 |  | 0.3 | 0.3 | 0.3 | Landfill Gas | LFG | IC | 6 | 2004 |  |  | (OP) Operating | [6 empty] | Chesterfield | 37.3517 | -77.4969 | Map | Map | PJM
55938 | Industrial Power Generating Company LLC | 56684 | Chesterfield Landfill Gas | IPP Non-CHP | VA | 36 |  | 0.3 | 0.3 | 0.3 | Landfill Gas | LFG | IC | 6 | 2004 |  |  | (OP) Operating | [6 empty] | Chesterfield | 37.3517 | -77.4969 | Map | Map | PJM
55938 | Industrial Power Generating Company LLC | 56684 | Chesterfield Landfill Gas | IPP Non-CHP | VA | 37 |  | 0.3 | 0.3 | 0.3 | Landfill Gas | LFG | IC | 6 | 2004 |  |  | (OP) Operating | [6 empty] | Chesterfield | 37.3517 | -77.4969 | Map | Map | PJM
55938 | Industrial Power Generating Company LLC | 56684 | Chesterfield Landfill Gas | IPP Non-CHP | VA | 38 |  | 0.3 | 0.3 | 0.3 | Landfill Gas | LFG | IC | 6 | 2004 |  |  | (OP) Operating | [6 empty] | Chesterfield | 37.3517 | -77.4969 | Map | Map | PJM
55938 | Industrial Power Generating Company LLC | 56684 | Chesterfield Landfill Gas | IPP Non-CHP | VA | 39 |  | 0.3 | 0.3 | 0.3 | Landfill Gas | LFG | IC | 6 | 2004 |  |  | (OP) Operating | [6 empty] | Chesterfield | 37.3517 | -77.4969 | Map | Map | PJM
55938 | Industrial Power Generating Company LLC | 56684 | Chesterfield Landfill Gas | IPP Non-CHP | VA | 4 |  | 0.3 | 0.3 | 0.3 | Landfill Gas | LFG | IC | 6 | 2004 |  |  | (OP) Operating | [6 empty] | Chesterfield | 37.3517 | -77.4969 | Map | Map | PJM
55938 | Industrial Power Generating Company LLC | 56684 | Chesterfield Landfill Gas | IPP Non-CHP | VA | 40 |  | 0.3 | 0.3 | 0.3 | Landfill Gas | LFG | IC | 6 | 2004 |  |  | (OP) Operating | [6 empty] | Chesterfield | 37.3517 | -77.4969 | Map | Map | PJM
55938 | Industrial Power Generating Company LLC | 56684 | Chesterfield Landfill Gas | IPP Non-CHP | VA | 41 |  | 0.3 | 0.3 | 0.3 | Landfill Gas | LFG | IC | 6 | 2004 |  |  | (OP) Operating | [6 empty] | Chesterfield | 37.3517 | -77.4969 | Map | Map | PJM
55938 | Industrial Power Generating Company LLC | 56684 | Chesterfield Landfill Gas | IPP Non-CHP | VA | 42 |  | 0.3 | 0.3 | 0.3 | Landfill Gas | LFG | IC | 6 | 2004 |  |  | (OP) Operating | [6 empty] | Chesterfield | 37.3517 | -77.4969 | Map | Map | PJM
55938 | Industrial Power Generating Company LLC | 56684 | Chesterfield Landfill Gas | IPP Non-CHP | VA | 43 |  | 0.3 | 0.3 | 0.3 | Landfill Gas | LFG | IC | 6 | 2004 |  |  | (OP) Operating | [6 empty] | Chesterfield | 37.3517 | -77.4969 | Map | Map | PJM
55938 | Industrial Power Generating Company LLC | 56684 | Chesterfield Landfill Gas | IPP Non-CHP | VA | 44 |  | 0.3 | 0.3 | 0.3 | Landfill Gas | LFG | IC | 6 | 2004 |  |  | (OP) Operating | [6 empty] | Chesterfield | 37.3517 | -77.4969 | Map | Map | PJM
55938 | Industrial Power Generating Company LLC | 56684 | Chesterfield Landfill Gas | IPP Non-CHP | VA | 45 |  | 0.3 | 0.3 | 0.3 | Landfill Gas | LFG | IC | 6 | 2004 |  |  | (OP) Operating | [6 empty] | Chesterfield | 37.3517 | -77.4969 | Map | Map | PJM
55938 | Industrial Power Generating Company LLC | 56684 | Chesterfield Landfill Gas | IPP Non-CHP | VA | 46 |  | 0.3 | 0.3 | 0.3 | Landfill Gas | LFG | IC | 6 | 2004 |  |  | (OP) Operating | [6 empty] | Chesterfield | 37.3517 | -77.4969 | Map | Map | PJM
55938 | Industrial Power Generating Company LLC | 56684 | Chesterfield Landfill Gas | IPP Non-CHP | VA | 47 |  | 0.3 | 0.3 | 0.3 | Landfill Gas | LFG | IC | 6 | 2004 |  |  | (OP) Operating | [6 empty] | Chesterfield | 37.3517 | -77.4969 | Map | Map | PJM
55938 | Industrial Power Generating Company LLC | 56684 | Chesterfield Landfill Gas | IPP Non-CHP | VA | 48 |  | 0.3 | 0.3 | 0.3 | Landfill Gas | LFG | IC | 6 | 2004 |  |  | (OP) Operating | [6 empty] | Chesterfield | 37.3517 | -77.4969 | Map | Map | PJM
55938 | Industrial Power Generating Company LLC | 56684 | Chesterfield Landfill Gas | IPP Non-CHP | VA | 5 |  | 0.3 | 0.3 | 0.3 | Landfill Gas | LFG | IC | 6 | 2004 |  |  | (OP) Operating | [6 empty] | Chesterfield | 37.3517 | -77.4969 | Map | Map | PJM
55938 | Industrial Power Generating Company LLC | 56684 | Chesterfield Landfill Gas | IPP Non-CHP | VA | 6 |  | 0.3 | 0.3 | 0.3 | Landfill Gas | LFG | IC | 6 | 2004 |  |  | (OP) Operating | [6 empty] | Chesterfield | 37.3517 | -77.4969 | Map | Map | PJM
55938 | Industrial Power Generating Company LLC | 56684 | Chesterfield Landfill Gas | IPP Non-CHP | VA | 7 |  | 0.3 | 0.3 | 0.3 | Landfill Gas | LFG | IC | 6 | 2004 |  |  | (OP) Operating | [6 empty] | Chesterfield | 37.3517 | -77.4969 | Map | Map | PJM
55938 | Industrial Power Generating Company LLC | 56684 | Chesterfield Landfill Gas | IPP Non-CHP | VA | 8 |  | 0.3 | 0.3 | 0.3 | Landfill Gas | LFG | IC | 6 | 2004 |  |  | (OP) Operating | [6 empty] | Chesterfield | 37.3517 | -77.4969 | Map | Map | PJM
55938 | Industrial Power Generating Company LLC | 56684 | Chesterfield Landfill Gas | IPP Non-CHP | VA | 9 |  | 0.3 | 0.3 | 0.3 | Landfill Gas | LFG | IC | 6 | 2004 |  |  | (OP) Operating | [6 empty] | Chesterfield | 37.3517 | -77.4969 | Map | Map | PJM
55938 | Industrial Power Generating Company LLC | 56686 | King & Queen | IPP Non-CHP | VA | 1 |  | 0.3 | 0.3 | 0.3 | Landfill Gas | LFG | IC | 1 | 2008 |  |  | (OP) Operating | [6 empty] | King and Queen | 37.6711 | -76.76 | Map | Map | PJM
55938 | Industrial Power Generating Company LLC | 56686 | King & Queen | IPP Non-CHP | VA | 10 |  | 0.3 | 0.3 | 0.3 | Landfill Gas | LFG | IC | 1 | 2008 |  |  | (OP) Operating | [6 empty] | King and Queen | 37.6711 | -76.76 | Map | Map | PJM
55938 | Industrial Power Generating Company LLC | 56686 | King & Queen | IPP Non-CHP | VA | 11 |  | 0.3 | 0.3 | 0.3 | Landfill Gas | LFG | IC | 1 | 2008 |  |  | (OP) Operating | [6 empty] | King and Queen | 37.6711 | -76.76 | Map | Map | PJM
55938 | Industrial Power Generating Company LLC | 56686 | King & Queen | IPP Non-CHP | VA | 12 |  | 0.3 | 0.3 | 0.3 | Landfill Gas | LFG | IC | 1 | 2008 |  |  | (OP) Operating | [6 empty] | King and Queen | 37.6711 | -76.76 | Map | Map | PJM
55938 | Industrial Power Generating Company LLC | 56686 | King & Queen | IPP Non-CHP | VA | 13 |  | 0.3 | 0.3 | 0.3 | Landfill Gas | LFG | IC | 1 | 2008 |  |  | (OP) Operating | [6 empty] | King and Queen | 37.6711 | -76.76 | Map | Map | PJM
55938 | Industrial Power Generating Company LLC | 56686 | King & Queen | IPP Non-CHP | VA | 14 |  | 0.3 | 0.3 | 0.3 | Landfill Gas | LFG | IC | 1 | 2008 |  |  | (OP) Operating | [6 empty] | King and Queen | 37.6711 | -76.76 | Map | Map | PJM
55938 | Industrial Power Generating Company LLC | 56686 | King & Queen | IPP Non-CHP | VA | 15 |  | 0.3 | 0.3 | 0.3 | Landfill Gas | LFG | IC | 1 | 2008 |  |  | (OP) Operating | [6 empty] | King and Queen | 37.6711 | -76.76 | Map | Map | PJM
55938 | Industrial Power Generating Company LLC | 56686 | King & Queen | IPP Non-CHP | VA | 16 |  | 0.3 | 0.3 | 0.3 | Landfill Gas | LFG | IC | 1 | 2008 |  |  | (OP) Operating | [6 empty] | King and Queen | 37.6711 | -76.76 | Map | Map | PJM
55938 | Industrial Power Generating Company LLC | 56686 | King & Queen | IPP Non-CHP | VA | 17 |  | 0.3 | 0.3 | 0.3 | Landfill Gas | LFG | IC | 1 | 2008 |  |  | (OP) Operating | [6 empty] | King and Queen | 37.6711 | -76.76 | Map | Map | PJM
55938 | Industrial Power Generating Company LLC | 56686 | King & Queen | IPP Non-CHP | VA | 18 |  | 0.3 | 0.3 | 0.3 | Landfill Gas | LFG | IC | 1 | 2008 |  |  | (OP) Operating | [6 empty] | King and Queen | 37.6711 | -76.76 | Map | Map | PJM
55938 | Industrial Power Generating Company LLC | 56686 | King & Queen | IPP Non-CHP | VA | 19 |  | 0.3 | 0.3 | 0.3 | Landfill Gas | LFG | IC | 1 | 2008 |  |  | (OP) Operating | [6 empty] | King and Queen | 37.6711 | -76.76 | Map | Map | PJM
55938 | Industrial Power Generating Company LLC | 56686 | King & Queen | IPP Non-CHP | VA | 2 |  | 0.3 | 0.3 | 0.3 | Landfill Gas | LFG | IC | 1 | 2008 |  |  | (OP) Operating | [6 empty] | King and Queen | 37.6711 | -76.76 | Map | Map | PJM
55938 | Industrial Power Generating Company LLC | 56686 | King & Queen | IPP Non-CHP | VA | 20 |  | 0.3 | 0.3 | 0.3 | Landfill Gas | LFG | IC | 1 | 2008 |  |  | (OP) Operating | [6 empty] | King and Queen | 37.6711 | -76.76 | Map | Map | PJM
55938 | Industrial Power Generating Company LLC | 56686 | King & Queen | IPP Non-CHP | VA | 21 |  | 0.3 | 0.3 | 0.3 | Landfill Gas | LFG | IC | 1 | 2008 |  |  | (OP) Operating | [6 empty] | King and Queen | 37.6711 | -76.76 | Map | Map | PJM
55938 | Industrial Power Generating Company LLC | 56686 | King & Queen | IPP Non-CHP | VA | 22 |  | 0.3 | 0.3 | 0.3 | Landfill Gas | LFG | IC | 1 | 2008 |  |  | (OP) Operating | [6 empty] | King and Queen | 37.6711 | -76.76 | Map | Map | PJM
55938 | Industrial Power Generating Company LLC | 56686 | King & Queen | IPP Non-CHP | VA | 23 |  | 0.3 | 0.3 | 0.3 | Landfill Gas | LFG | IC | 1 | 2008 |  |  | (OP) Operating | [6 empty] | King and Queen | 37.6711 | -76.76 | Map | Map | PJM
55938 | Industrial Power Generating Company LLC | 56686 | King & Queen | IPP Non-CHP | VA | 24 |  | 0.3 | 0.3 | 0.3 | Landfill Gas | LFG | IC | 1 | 2008 |  |  | (OP) Operating | [6 empty] | King and Queen | 37.6711 | -76.76 | Map | Map | PJM
55938 | Industrial Power Generating Company LLC | 56686 | King & Queen | IPP Non-CHP | VA | 25 |  | 0.3 | 0.3 | 0.3 | Landfill Gas | LFG | IC | 1 | 2008 |  |  | (OP) Operating | [6 empty] | King and Queen | 37.6711 | -76.76 | Map | Map | PJM
55938 | Industrial Power Generating Company LLC | 56686 | King & Queen | IPP Non-CHP | VA | 26 |  | 0.3 | 0.3 | 0.3 | Landfill Gas | LFG | IC | 1 | 2008 |  |  | (OP) Operating | [6 empty] | King and Queen | 37.6711 | -76.76 | Map | Map | PJM
55938 | Industrial Power Generating Company LLC | 56686 | King & Queen | IPP Non-CHP | VA | 27 |  | 0.3 | 0.3 | 0.3 | Landfill Gas | LFG | IC | 1 | 2008 |  |  | (OP) Operating | [6 empty] | King and Queen | 37.6711 | -76.76 | Map | Map | PJM
55938 | Industrial Power Generating Company LLC | 56686 | King & Queen | IPP Non-CHP | VA | 28 |  | 0.3 | 0.3 | 0.3 | Landfill Gas | LFG | IC | 1 | 2008 |  |  | (OP) Operating | [6 empty] | King and Queen | 37.6711 | -76.76 | Map | Map | PJM
55938 | Industrial Power Generating Company LLC | 56686 | King & Queen | IPP Non-CHP | VA | 29 |  | 0.3 | 0.3 | 0.3 | Landfill Gas | LFG | IC | 1 | 2008 |  |  | (OP) Operating | [6 empty] | King and Queen | 37.6711 | -76.76 | Map | Map | PJM
55938 | Industrial Power Generating Company LLC | 56686 | King & Queen | IPP Non-CHP | VA | 3 |  | 0.3 | 0.3 | 0.3 | Landfill Gas | LFG | IC | 1 | 2008 |  |  | (OP) Operating | [6 empty] | King and Queen | 37.6711 | -76.76 | Map | Map | PJM
55938 | Industrial Power Generating Company LLC | 56686 | King & Queen | IPP Non-CHP | VA | 30 |  | 0.3 | 0.3 | 0.3 | Landfill Gas | LFG | IC | 1 | 2008 |  |  | (OP) Operating | [6 empty] | King and Queen | 37.6711 | -76.76 | Map | Map | PJM
55938 | Industrial Power Generating Company LLC | 56686 | King & Queen | IPP Non-CHP | VA | 31 |  | 0.3 | 0.3 | 0.3 | Landfill Gas | LFG | IC | 1 | 2008 |  |  | (OP) Operating | [6 empty] | King and Queen | 37.6711 | -76.76 | Map | Map | PJM
55938 | Industrial Power Generating Company LLC | 56686 | King & Queen | IPP Non-CHP | VA | 32 |  | 0.3 | 0.3 | 0.3 | Landfill Gas | LFG | IC | 1 | 2008 |  |  | (OP) Operating | [6 empty] | King and Queen | 37.6711 | -76.76 | Map | Map | PJM
55938 | Industrial Power Generating Company LLC | 56686 | King & Queen | IPP Non-CHP | VA | 33 |  | 0.3 | 0.3 | 0.3 | Landfill Gas | LFG | IC | 1 | 2008 |  |  | (OP) Operating | [6 empty] | King and Queen | 37.6711 | -76.76 | Map | Map | PJM
55938 | Industrial Power Generating Company LLC | 56686 | King & Queen | IPP Non-CHP | VA | 34 |  | 0.3 | 0.3 | 0.3 | Landfill Gas | LFG | IC | 1 | 2008 |  |  | (OP) Operating | [6 empty] | King and Queen | 37.6711 | -76.76 | Map | Map | PJM
55938 | Industrial Power Generating Company LLC | 56686 | King & Queen | IPP Non-CHP | VA | 35 |  | 0.3 | 0.3 | 0.3 | Landfill Gas | LFG | IC | 1 | 2008 |  |  | (OP) Operating | [6 empty] | King and Queen | 37.6711 | -76.76 | Map | Map | PJM
55938 | Industrial Power Generating Company LLC | 56686 | King & Queen | IPP Non-CHP | VA | 36 |  | 0.3 | 0.3 | 0.3 | Landfill Gas | LFG | IC | 1 | 2008 |  |  | (OP) Operating | [6 empty] | King and Queen | 37.6711 | -76.76 | Map | Map | PJM
55938 | Industrial Power Generating Company LLC | 56686 | King & Queen | IPP Non-CHP | VA | 4 |  | 0.3 | 0.3 | 0.3 | Landfill Gas | LFG | IC | 1 | 2008 |  |  | (OP) Operating | [6 empty] | King and Queen | 37.6711 | -76.76 | Map | Map | PJM
55938 | Industrial Power Generating Company LLC | 56686 | King & Queen | IPP Non-CHP | VA | 5 |  | 0.3 | 0.3 | 0.3 | Landfill Gas | LFG | IC | 1 | 2008 |  |  | (OP) Operating | [6 empty] | King and Queen | 37.6711 | -76.76 | Map | Map | PJM
55938 | Industrial Power Generating Company LLC | 56686 | King & Queen | IPP Non-CHP | VA | 6 |  | 0.3 | 0.3 | 0.3 | Landfill Gas | LFG | IC | 1 | 2008 |  |  | (OP) Operating | [6 empty] | King and Queen | 37.6711 | -76.76 | Map | Map | PJM
55938 | Industrial Power Generating Company LLC | 56686 | King & Queen | IPP Non-CHP | VA | 7 |  | 0.3 | 0.3 | 0.3 | Landfill Gas | LFG | IC | 1 | 2008 |  |  | (OP) Operating | [6 empty] | King and Queen | 37.6711 | -76.76 | Map | Map | PJM
55938 | Industrial Power Generating Company LLC | 56686 | King & Queen | IPP Non-CHP | VA | 8 |  | 0.3 | 0.3 | 0.3 | Landfill Gas | LFG | IC | 1 | 2008 |  |  | (OP) Operating | [6 empty] | King and Queen | 37.6711 | -76.76 | Map | Map | PJM
55938 | Industrial Power Generating Company LLC | 56686 | King & Queen | IPP Non-CHP | VA | 9 |  | 0.3 | 0.3 | 0.3 | Landfill Gas | LFG | IC | 1 | 2008 |  |  | (OP) Operating | [6 empty] | King and Queen | 37.6711 | -76.76 | Map | Map | PJM
55938 | Industrial Power Generating Company LLC | 56692 | Rockville 1 & 2 | IPP Non-CHP | VA | 1A |  | 0.3 | 0.3 | 0.3 | Petroleum Liquids | DFO | IC | 10 | 1995 |  |  | (OP) Operating | [6 empty] | Goochland | 37.7036 | -77.6639 | Map | Map | PJM
55938 | Industrial Power Generating Company LLC | 56692 | Rockville 1 & 2 | IPP Non-CHP | VA | 1B |  | 0.3 | 0.3 | 0.3 | Petroleum Liquids | DFO | IC | 10 | 1995 |  |  | (OP) Operating | [6 empty] | Goochland | 37.7036 | -77.6639 | Map | Map | PJM
55938 | Industrial Power Generating Company LLC | 56692 | Rockville 1 & 2 | IPP Non-CHP | VA | 1C |  | 0.3 | 0.3 | 0.3 | Petroleum Liquids | DFO | IC | 10 | 1995 |  |  | (OP) Operating | [6 empty] | Goochland | 37.7036 | -77.6639 | Map | Map | PJM
55938 | Industrial Power Generating Company LLC | 56692 | Rockville 1 & 2 | IPP Non-CHP | VA | 1D |  | 0.3 | 0.3 | 0.3 | Petroleum Liquids | DFO | IC | 10 | 1995 |  |  | (OP) Operating | [6 empty] | Goochland | 37.7036 | -77.6639 | Map | Map | PJM
55938 | Industrial Power Generating Company LLC | 56692 | Rockville 1 & 2 | IPP Non-CHP | VA | 1E |  | 0.3 | 0.3 | 0.3 | Petroleum Liquids | DFO | IC | 10 | 1995 |  |  | (OP) Operating | [6 empty] | Goochland | 37.7036 | -77.6639 | Map | Map | PJM
55938 | Industrial Power Generating Company LLC | 56692 | Rockville 1 & 2 | IPP Non-CHP | VA | 1F |  | 0.3 | 0.3 | 0.3 | Petroleum Liquids | DFO | IC | 10 | 1995 |  |  | (OP) Operating | [6 empty] | Goochland | 37.7036 | -77.6639 | Map | Map | PJM
55938 | Industrial Power Generating Company LLC | 56692 | Rockville 1 & 2 | IPP Non-CHP | VA | 1G |  | 0.3 | 0.3 | 0.3 | Petroleum Liquids | DFO | IC | 10 | 1995 |  |  | (OP) Operating | [6 empty] | Goochland | 37.7036 | -77.6639 | Map | Map | PJM
55938 | Industrial Power Generating Company LLC | 56692 | Rockville 1 & 2 | IPP Non-CHP | VA | 1H |  | 0.3 | 0.3 | 0.3 | Petroleum Liquids | DFO | IC | 10 | 1995 |  |  | (OP) Operating | [6 empty] | Goochland | 37.7036 | -77.6639 | Map | Map | PJM
55938 | Industrial Power Generating Company LLC | 56692 | Rockville 1 & 2 | IPP Non-CHP | VA | 1I |  | 0.3 | 0.3 | 0.3 | Petroleum Liquids | DFO | IC | 10 | 1995 |  |  | (OP) Operating | [6 empty] | Goochland | 37.7036 | -77.6639 | Map | Map | PJM
55938 | Industrial Power Generating Company LLC | 56692 | Rockville 1 & 2 | IPP Non-CHP | VA | 1J |  | 0.3 | 0.3 | 0.3 | Petroleum Liquids | DFO | IC | 10 | 1995 |  |  | (OP) Operating | [6 empty] | Goochland | 37.7036 | -77.6639 | Map | Map | PJM
55938 | Industrial Power Generating Company LLC | 56692 | Rockville 1 & 2 | IPP Non-CHP | VA | 1K |  | 0.3 | 0.3 | 0.3 | Petroleum Liquids | DFO | IC | 10 | 1995 |  |  | (OP) Operating | [6 empty] | Goochland | 37.7036 | -77.6639 | Map | Map | PJM
55938 | Industrial Power Generating Company LLC | 56692 | Rockville 1 & 2 | IPP Non-CHP | VA | 1L |  | 0.3 | 0.3 | 0.3 | Petroleum Liquids | DFO | IC | 10 | 1995 |  |  | (OP) Operating | [6 empty] | Goochland | 37.7036 | -77.6639 | Map | Map | PJM
55938 | Industrial Power Generating Company LLC | 56692 | Rockville 1 & 2 | IPP Non-CHP | VA | 1M |  | 0.3 | 0.3 | 0.3 | Petroleum Liquids | DFO | IC | 10 | 1995 |  |  | (OP) Operating | [6 empty] | Goochland | 37.7036 | -77.6639 | Map | Map | PJM
55938 | Industrial Power Generating Company LLC | 56692 | Rockville 1 & 2 | IPP Non-CHP | VA | 1N |  | 0.3 | 0.3 | 0.3 | Petroleum Liquids | DFO | IC | 10 | 1995 |  |  | (OP) Operating | [6 empty] | Goochland | 37.7036 | -77.6639 | Map | Map | PJM
55938 | Industrial Power Generating Company LLC | 56692 | Rockville 1 & 2 | IPP Non-CHP | VA | 1O |  | 0.3 | 0.3 | 0.3 | Petroleum Liquids | DFO | IC | 10 | 1995 |  |  | (OP) Operating | [6 empty] | Goochland | 37.7036 | -77.6639 | Map | Map | PJM
55938 | Industrial Power Generating Company LLC | 56692 | Rockville 1 & 2 | IPP Non-CHP | VA | 2A |  | 0.3 | 0.3 | 0.3 | Petroleum Liquids | DFO | IC | 6 | 2000 |  |  | (OP) Operating | [6 empty] | Goochland | 37.7036 | -77.6639 | Map | Map | PJM
55938 | Industrial Power Generating Company LLC | 56692 | Rockville 1 & 2 | IPP Non-CHP | VA | 2B |  | 0.3 | 0.3 | 0.3 | Petroleum Liquids | DFO | IC | 6 | 2000 |  |  | (OP) Operating | [6 empty] | Goochland | 37.7036 | -77.6639 | Map | Map | PJM
55938 | Industrial Power Generating Company LLC | 56692 | Rockville 1 & 2 | IPP Non-CHP | VA | 2C |  | 0.3 | 0.3 | 0.3 | Petroleum Liquids | DFO | IC | 6 | 2000 |  |  | (OP) Operating | [6 empty] | Goochland | 37.7036 | -77.6639 | Map | Map | PJM
55938 | Industrial Power Generating Company LLC | 56692 | Rockville 1 & 2 | IPP Non-CHP | VA | 2D |  | 0.3 | 0.3 | 0.3 | Petroleum Liquids | DFO | IC | 6 | 2000 |  |  | (OP) Operating | [6 empty] | Goochland | 37.7036 | -77.6639 | Map | Map | PJM
55938 | Industrial Power Generating Company LLC | 56692 | Rockville 1 & 2 | IPP Non-CHP | VA | 2E |  | 0.3 | 0.3 | 0.3 | Petroleum Liquids | DFO | IC | 6 | 2000 |  |  | (OP) Operating | [6 empty] | Goochland | 37.7036 | -77.6639 | Map | Map | PJM
55938 | Industrial Power Generating Company LLC | 56692 | Rockville 1 & 2 | IPP Non-CHP | VA | 2F |  | 0.3 | 0.3 | 0.3 | Petroleum Liquids | DFO | IC | 6 | 2000 |  |  | (OP) Operating | [6 empty] | Goochland | 37.7036 | -77.6639 | Map | Map | PJM
55938 | Industrial Power Generating Company LLC | 56692 | Rockville 1 & 2 | IPP Non-CHP | VA | 2G |  | 0.3 | 0.3 | 0.3 | Petroleum Liquids | DFO | IC | 6 | 2000 |  |  | (OP) Operating | [6 empty] | Goochland | 37.7036 | -77.6639 | Map | Map | PJM
55938 | Industrial Power Generating Company LLC | 56692 | Rockville 1 & 2 | IPP Non-CHP | VA | 2H |  | 0.3 | 0.3 | 0.3 | Petroleum Liquids | DFO | IC | 6 | 2000 |  |  | (OP) Operating | [6 empty] | Goochland | 37.7036 | -77.6639 | Map | Map | PJM
55938 | Industrial Power Generating Company LLC | 56692 | Rockville 1 & 2 | IPP Non-CHP | VA | 2I |  | 0.3 | 0.3 | 0.3 | Petroleum Liquids | DFO | IC | 6 | 2000 |  |  | (OP) Operating | [6 empty] | Goochland | 37.7036 | -77.6639 | Map | Map | PJM
55938 | Industrial Power Generating Company LLC | 56692 | Rockville 1 & 2 | IPP Non-CHP | VA | 2J |  | 0.3 | 0.3 | 0.3 | Petroleum Liquids | DFO | IC | 6 | 2000 |  |  | (OP) Operating | [6 empty] | Goochland | 37.7036 | -77.6639 | Map | Map | PJM
55938 | Industrial Power Generating Company LLC | 56692 | Rockville 1 & 2 | IPP Non-CHP | VA | 2K |  | 0.3 | 0.3 | 0.3 | Petroleum Liquids | DFO | IC | 6 | 2000 |  |  | (OP) Operating | [6 empty] | Goochland | 37.7036 | -77.6639 | Map | Map | PJM
55938 | Industrial Power Generating Company LLC | 56692 | Rockville 1 & 2 | IPP Non-CHP | VA | 2L |  | 0.3 | 0.3 | 0.3 | Petroleum Liquids | DFO | IC | 6 | 2000 |  |  | (OP) Operating | [6 empty] | Goochland | 37.7036 | -77.6639 | Map | Map | PJM
55938 | Industrial Power Generating Company LLC | 56692 | Rockville 1 & 2 | IPP Non-CHP | VA | 2M |  | 0.3 | 0.3 | 0.3 | Petroleum Liquids | DFO | IC | 6 | 2000 |  |  | (OP) Operating | [6 empty] | Goochland | 37.7036 | -77.6639 | Map | Map | PJM
55938 | Industrial Power Generating Company LLC | 56692 | Rockville 1 & 2 | IPP Non-CHP | VA | 2N |  | 0.3 | 0.3 | 0.3 | Petroleum Liquids | DFO | IC | 6 | 2000 |  |  | (OP) Operating | [6 empty] | Goochland | 37.7036 | -77.6639 | Map | Map | PJM
55938 | Industrial Power Generating Company LLC | 56692 | Rockville 1 & 2 | IPP Non-CHP | VA | 2O |  | 0.3 | 0.3 | 0.3 | Petroleum Liquids | DFO | IC | 6 | 2000 |  |  | (OP) Operating | [6 empty] | Goochland | 37.7036 | -77.6639 | Map | Map | PJM
55938 | Industrial Power Generating Company LLC | 56692 | Rockville 1 & 2 | IPP Non-CHP | VA | 2P |  | 0.3 | 0.3 | 0.3 | Petroleum Liquids | DFO | IC | 6 | 2000 |  |  | (OP) Operating | [6 empty] | Goochland | 37.7036 | -77.6639 | Map | Map | PJM
55938 | Industrial Power Generating Company LLC | 56692 | Rockville 1 & 2 | IPP Non-CHP | VA | 2Q |  | 0.3 | 0.3 | 0.3 | Petroleum Liquids | DFO | IC | 6 | 2000 |  |  | (OP) Operating | [6 empty] | Goochland | 37.7036 | -77.6639 | Map | Map | PJM
55938 | Industrial Power Generating Company LLC | 56692 | Rockville 1 & 2 | IPP Non-CHP | VA | 2R |  | 0.3 | 0.3 | 0.3 | Petroleum Liquids | DFO | IC | 6 | 2000 |  |  | (OP) Operating | [6 empty] | Goochland | 37.7036 | -77.6639 | Map | Map | PJM
55938 | Industrial Power Generating Company LLC | 56692 | Rockville 1 & 2 | IPP Non-CHP | VA | 2S |  | 0.3 | 0.3 | 0.3 | Petroleum Liquids | DFO | IC | 6 | 2000 |  |  | (OP) Operating | [6 empty] | Goochland | 37.7036 | -77.6639 | Map | Map | PJM
55938 | Industrial Power Generating Company LLC | 56692 | Rockville 1 & 2 | IPP Non-CHP | VA | 2T |  | 0.3 | 0.3 | 0.3 | Petroleum Liquids | DFO | IC | 6 | 2000 |  |  | (OP) Operating | [6 empty] | Goochland | 37.7036 | -77.6639 | Map | Map | PJM
55938 | Industrial Power Generating Company LLC | 56692 | Rockville 1 & 2 | IPP Non-CHP | VA | 2U |  | 0.3 | 0.3 | 0.3 | Petroleum Liquids | DFO | IC | 6 | 2000 |  |  | (OP) Operating | [6 empty] | Goochland | 37.7036 | -77.6639 | Map | Map | PJM
55938 | Industrial Power Generating Company LLC | 56693 | Virginia Beach | IPP Non-CHP | VA | 1 |  | 0.3 | 0.3 | 0.3 | Landfill Gas | LFG | IC | 11 | 2001 |  |  | (OP) Operating | [6 empty] | Virginia Beach City | 36.7858 | -76.2019 | Map | Map | PJM
55938 | Industrial Power Generating Company LLC | 56693 | Virginia Beach | IPP Non-CHP | VA | 10 |  | 0.3 | 0.3 | 0.3 | Landfill Gas | LFG | IC | 11 | 2001 |  |  | (OP) Operating | [6 empty] | Virginia Beach City | 36.7858 | -76.2019 | Map | Map | PJM
55938 | Industrial Power Generating Company LLC | 56693 | Virginia Beach | IPP Non-CHP | VA | 11 |  | 0.3 | 0.3 | 0.3 | Landfill Gas | LFG | IC | 11 | 2001 |  |  | (OP) Operating | [6 empty] | Virginia Beach City | 36.7858 | -76.2019 | Map | Map | PJM
55938 | Industrial Power Generating Company LLC | 56693 | Virginia Beach | IPP Non-CHP | VA | 12 |  | 0.3 | 0.3 | 0.3 | Landfill Gas | LFG | IC | 11 | 2001 |  |  | (OP) Operating | [6 empty] | Virginia Beach City | 36.7858 | -76.2019 | Map | Map | PJM
55938 | Industrial Power Generating Company LLC | 56693 | Virginia Beach | IPP Non-CHP | VA | 13 |  | 0.3 | 0.3 | 0.3 | Landfill Gas | LFG | IC | 11 | 2001 |  |  | (OP) Operating | [6 empty] | Virginia Beach City | 36.7858 | -76.2019 | Map | Map | PJM
55938 | Industrial Power Generating Company LLC | 56693 | Virginia Beach | IPP Non-CHP | VA | 14 |  | 0.3 | 0.3 | 0.3 | Landfill Gas | LFG | IC | 11 | 2001 |  |  | (OP) Operating | [6 empty] | Virginia Beach City | 36.7858 | -76.2019 | Map | Map | PJM
55938 | Industrial Power Generating Company LLC | 56693 | Virginia Beach | IPP Non-CHP | VA | 15 |  | 0.3 | 0.3 | 0.3 | Landfill Gas | LFG | IC | 11 | 2001 |  |  | (OP) Operating | [6 empty] | Virginia Beach City | 36.7858 | -76.2019 | Map | Map | PJM
55938 | Industrial Power Generating Company LLC | 56693 | Virginia Beach | IPP Non-CHP | VA | 16 |  | 0.3 | 0.3 | 0.3 | Landfill Gas | LFG | IC | 11 | 2001 |  |  | (OP) Operating | [6 empty] | Virginia Beach City | 36.7858 | -76.2019 | Map | Map | PJM
55938 | Industrial Power Generating Company LLC | 56693 | Virginia Beach | IPP Non-CHP | VA | 17 |  | 0.3 | 0.3 | 0.3 | Landfill Gas | LFG | IC | 11 | 2001 |  |  | (OP) Operating | [6 empty] | Virginia Beach City | 36.7858 | -76.2019 | Map | Map | PJM
55938 | Industrial Power Generating Company LLC | 56693 | Virginia Beach | IPP Non-CHP | VA | 18 |  | 0.3 | 0.3 | 0.3 | Landfill Gas | LFG | IC | 11 | 2001 |  |  | (OP) Operating | [6 empty] | Virginia Beach City | 36.7858 | -76.2019 | Map | Map | PJM
55938 | Industrial Power Generating Company LLC | 56693 | Virginia Beach | IPP Non-CHP | VA | 19 |  | 0.3 | 0.3 | 0.3 | Landfill Gas | LFG | IC | 11 | 2001 |  |  | (OP) Operating | [6 empty] | Virginia Beach City | 36.7858 | -76.2019 | Map | Map | PJM
55938 | Industrial Power Generating Company LLC | 56693 | Virginia Beach | IPP Non-CHP | VA | 2 |  | 0.3 | 0.3 | 0.3 | Landfill Gas | LFG | IC | 11 | 2001 |  |  | (OP) Operating | [6 empty] | Virginia Beach City | 36.7858 | -76.2019 | Map | Map | PJM
55938 | Industrial Power Generating Company LLC | 56693 | Virginia Beach | IPP Non-CHP | VA | 20 |  | 0.3 | 0.3 | 0.3 | Landfill Gas | LFG | IC | 11 | 2001 |  |  | (OP) Operating | [6 empty] | Virginia Beach City | 36.7858 | -76.2019 | Map | Map | PJM
55938 | Industrial Power Generating Company LLC | 56693 | Virginia Beach | IPP Non-CHP | VA | 21 |  | 0.3 | 0.3 | 0.3 | Landfill Gas | LFG | IC | 11 | 2001 |  |  | (OP) Operating | [6 empty] | Virginia Beach City | 36.7858 | -76.2019 | Map | Map | PJM
55938 | Industrial Power Generating Company LLC | 56693 | Virginia Beach | IPP Non-CHP | VA | 22 |  | 0.3 | 0.3 | 0.3 | Landfill Gas | LFG | IC | 11 | 2001 |  |  | (OP) Operating | [6 empty] | Virginia Beach City | 36.7858 | -76.2019 | Map | Map | PJM
55938 | Industrial Power Generating Company LLC | 56693 | Virginia Beach | IPP Non-CHP | VA | 23 |  | 0.3 | 0.3 | 0.3 | Landfill Gas | LFG | IC | 11 | 2001 |  |  | (OP) Operating | [6 empty] | Virginia Beach City | 36.7858 | -76.2019 | Map | Map | PJM
55938 | Industrial Power Generating Company LLC | 56693 | Virginia Beach | IPP Non-CHP | VA | 24 |  | 0.3 | 0.3 | 0.3 | Landfill Gas | LFG | IC | 11 | 2001 |  |  | (OP) Operating | [6 empty] | Virginia Beach City | 36.7858 | -76.2019 | Map | Map | PJM
55938 | Industrial Power Generating Company LLC | 56693 | Virginia Beach | IPP Non-CHP | VA | 25 |  | 0.3 | 0.3 | 0.3 | Landfill Gas | LFG | IC | 11 | 2001 |  |  | (OP) Operating | [6 empty] | Virginia Beach City | 36.7858 | -76.2019 | Map | Map | PJM
55938 | Industrial Power Generating Company LLC | 56693 | Virginia Beach | IPP Non-CHP | VA | 26 |  | 0.3 | 0.3 | 0.3 | Landfill Gas | LFG | IC | 11 | 2001 |  |  | (OP) Operating | [6 empty] | Virginia Beach City | 36.7858 | -76.2019 | Map | Map | PJM
55938 | Industrial Power Generating Company LLC | 56693 | Virginia Beach | IPP Non-CHP | VA | 27 |  | 0.3 | 0.3 | 0.3 | Landfill Gas | LFG | IC | 11 | 2001 |  |  | (OP) Operating | [6 empty] | Virginia Beach City | 36.7858 | -76.2019 | Map | Map | PJM
55938 | Industrial Power Generating Company LLC | 56693 | Virginia Beach | IPP Non-CHP | VA | 28 |  | 0.3 | 0.3 | 0.3 | Landfill Gas | LFG | IC | 11 | 2001 |  |  | (OP) Operating | [6 empty] | Virginia Beach City | 36.7858 | -76.2019 | Map | Map | PJM
55938 | Industrial Power Generating Company LLC | 56693 | Virginia Beach | IPP Non-CHP | VA | 29 |  | 0.3 | 0.3 | 0.3 | Landfill Gas | LFG | IC | 11 | 2001 |  |  | (OP) Operating | [6 empty] | Virginia Beach City | 36.7858 | -76.2019 | Map | Map | PJM
55938 | Industrial Power Generating Company LLC | 56693 | Virginia Beach | IPP Non-CHP | VA | 3 |  | 0.3 | 0.3 | 0.3 | Landfill Gas | LFG | IC | 11 | 2001 |  |  | (OP) Operating | [6 empty] | Virginia Beach City | 36.7858 | -76.2019 | Map | Map | PJM
55938 | Industrial Power Generating Company LLC | 56693 | Virginia Beach | IPP Non-CHP | VA | 30 |  | 0.3 | 0.3 | 0.3 | Landfill Gas | LFG | IC | 11 | 2001 |  |  | (OP) Operating | [6 empty] | Virginia Beach City | 36.7858 | -76.2019 | Map | Map | PJM
55938 | Industrial Power Generating Company LLC | 56693 | Virginia Beach | IPP Non-CHP | VA | 31 |  | 0.3 | 0.3 | 0.3 | Landfill Gas | LFG | IC | 11 | 2001 |  |  | (OP) Operating | [6 empty] | Virginia Beach City | 36.7858 | -76.2019 | Map | Map | PJM
55938 | Industrial Power Generating Company LLC | 56693 | Virginia Beach | IPP Non-CHP | VA | 32 |  | 0.3 | 0.3 | 0.3 | Landfill Gas | LFG | IC | 11 | 2001 |  |  | (OP) Operating | [6 empty] | Virginia Beach City | 36.7858 | -76.2019 | Map | Map | PJM
55938 | Industrial Power Generating Company LLC | 56693 | Virginia Beach | IPP Non-CHP | VA | 33 |  | 0.3 | 0.3 | 0.3 | Landfill Gas | LFG | IC | 11 | 2001 |  |  | (OP) Operating | [6 empty] | Virginia Beach City | 36.7858 | -76.2019 | Map | Map | PJM
55938 | Industrial Power Generating Company LLC | 56693 | Virginia Beach | IPP Non-CHP | VA | 34 |  | 0.3 | 0.3 | 0.3 | Landfill Gas | LFG | IC | 11 | 2001 |  |  | (OP) Operating | [6 empty] | Virginia Beach City | 36.7858 | -76.2019 | Map | Map | PJM
55938 | Industrial Power Generating Company LLC | 56693 | Virginia Beach | IPP Non-CHP | VA | 35 |  | 0.3 | 0.3 | 0.3 | Landfill Gas | LFG | IC | 11 | 2001 |  |  | (OP) Operating | [6 empty] | Virginia Beach City | 36.7858 | -76.2019 | Map | Map | PJM
55938 | Industrial Power Generating Company LLC | 56693 | Virginia Beach | IPP Non-CHP | VA | 36 |  | 0.3 | 0.3 | 0.3 | Landfill Gas | LFG | IC | 11 | 2001 |  |  | (OP) Operating | [6 empty] | Virginia Beach City | 36.7858 | -76.2019 | Map | Map | PJM
55938 | Industrial Power Generating Company LLC | 56693 | Virginia Beach | IPP Non-CHP | VA | 4 |  | 0.3 | 0.3 | 0.3 | Landfill Gas | LFG | IC | 11 | 2001 |  |  | (OP) Operating | [6 empty] | Virginia Beach City | 36.7858 | -76.2019 | Map | Map | PJM
55938 | Industrial Power Generating Company LLC | 56693 | Virginia Beach | IPP Non-CHP | VA | 5 |  | 0.3 | 0.3 | 0.3 | Landfill Gas | LFG | IC | 11 | 2001 |  |  | (OP) Operating | [6 empty] | Virginia Beach City | 36.7858 | -76.2019 | Map | Map | PJM
55938 | Industrial Power Generating Company LLC | 56693 | Virginia Beach | IPP Non-CHP | VA | 6 |  | 0.3 | 0.3 | 0.3 | Landfill Gas | LFG | IC | 11 | 2001 |  |  | (OP) Operating | [6 empty] | Virginia Beach City | 36.7858 | -76.2019 | Map | Map | PJM
55938 | Industrial Power Generating Company LLC | 56693 | Virginia Beach | IPP Non-CHP | VA | 7 |  | 0.3 | 0.3 | 0.3 | Landfill Gas | LFG | IC | 11 | 2001 |  |  | (OP) Operating | [6 empty] | Virginia Beach City | 36.7858 | -76.2019 | Map | Map | PJM
55938 | Industrial Power Generating Company LLC | 56693 | Virginia Beach | IPP Non-CHP | VA | 8 |  | 0.3 | 0.3 | 0.3 | Landfill Gas | LFG | IC | 11 | 2001 |  |  | (OP) Operating | [6 empty] | Virginia Beach City | 36.7858 | -76.2019 | Map | Map | PJM
55938 | Industrial Power Generating Company LLC | 56693 | Virginia Beach | IPP Non-CHP | VA | 9 |  | 0.3 | 0.3 | 0.3 | Landfill Gas | LFG | IC | 11 | 2001 |  |  | (OP) Operating | [6 empty] | Virginia Beach City | 36.7858 | -76.2019 | Map | Map | PJM
55988 | Virginia Polytechnic Inst and State Unv | 56785 | Virginia Tech Power Plant | Commercial CHP | VA | WG01 |  | 6.3 | 2.5 | 6.3 | Natural Gas Steam Turbine | NG | ST | 3 | 1976 |  |  | (OP) Operating | [6 empty] | Montgomery | 37.2319 | -80.4211 | Map | Map | PJM
19876 | Virginia Electric & Power Co | 56807 | Bear Garden | Electric Utility | VA | 1A | CC1 | 145 | 165 | 181 | Natural Gas Fired Combined Cycle | NG | CT | 5 | 2011 |  |  | (OP) Operating | [6 empty] | Buckingham | 37.6956 | -78.2853 | Map | Map | PJM
19876 | Virginia Electric & Power Co | 56807 | Bear Garden | Electric Utility | VA | 1B | CC1 | 152 | 170 | 187 | Natural Gas Fired Combined Cycle | NG | CT | 5 | 2011 |  |  | (OP) Operating | [6 empty] | Buckingham | 37.6956 | -78.2853 | Map | Map | PJM
19876 | Virginia Electric & Power Co | 56807 | Bear Garden | Electric Utility | VA | 1C | CC1 | 262 | 254 | 254 | Natural Gas Fired Combined Cycle | NG | CA | 5 | 2011 |  |  | (OP) Operating | [6 empty] | Buckingham | 37.6956 | -78.2853 | Map | Map | PJM
19876 | Virginia Electric & Power Co | 56808 | Virginia City Hybrid Energy Center | Electric Utility | VA | 1 |  | 668 | 610 | 624 | Conventional Steam Coal | BIT | ST | 7 | 2012 |  |  | (OP) Operating | [6 empty] | Wise | 36.9164 | -82.3381 | Map | Map | PJM
56100 | AMERESCO Stafford LLC | 56894 | Ameresco Stafford | IPP Non-CHP | VA | 1 |  | 1.1 | 1 | 1 | Landfill Gas | LFG | IC | 5 | 2009 |  |  | (OP) Operating | [6 empty] | Stafford | 38.3842 | -77.4131 | Map | Map | PJM
56100 | AMERESCO Stafford LLC | 56894 | Ameresco Stafford | IPP Non-CHP | VA | 2 |  | 1.1 | 1 | 1 | Landfill Gas | LFG | IC | 5 | 2009 |  |  | (OP) Operating | [6 empty] | Stafford | 38.3842 | -77.4131 | Map | Map | PJM
54842 | WM Renewable Energy LLC | 57018 | Waste Management Middle Peninsula LFGTE | IPP Non-CHP | VA | GEN1 |  | 0.8 | 0.8 | 0.8 | Landfill Gas | LFG | IC | 9 | 2009 |  |  | (OP) Operating | [6 empty] | Middlesex | 37.5197 | -76.6245 | Map | Map | PJM
54842 | WM Renewable Energy LLC | 57018 | Waste Management Middle Peninsula LFGTE | IPP Non-CHP | VA | GEN2 |  | 0.8 | 0.8 | 0.8 | Landfill Gas | LFG | IC | 9 | 2009 |  |  | (OP) Operating | [6 empty] | Middlesex | 37.5197 | -76.6245 | Map | Map | PJM
54842 | WM Renewable Energy LLC | 57018 | Waste Management Middle Peninsula LFGTE | IPP Non-CHP | VA | GEN3 |  | 0.8 | 0.8 | 0.8 | Landfill Gas | LFG | IC | 9 | 2009 |  |  | (OP) Operating | [6 empty] | Middlesex | 37.5197 | -76.6245 | Map | Map | PJM
54842 | WM Renewable Energy LLC | 57018 | Waste Management Middle Peninsula LFGTE | IPP Non-CHP | VA | GEN4 |  | 0.8 | 0.8 | 0.8 | Landfill Gas | LFG | IC | 9 | 2009 |  |  | (OP) Operating | [6 empty] | Middlesex | 37.5197 | -76.6245 | Map | Map | PJM
54842 | WM Renewable Energy LLC | 57018 | Waste Management Middle Peninsula LFGTE | IPP Non-CHP | VA | GEN5 |  | 0.8 | 0.8 | 0.8 | Landfill Gas | LFG | IC | 9 | 2009 |  |  | (OP) Operating | [6 empty] | Middlesex | 37.5197 | -76.6245 | Map | Map | PJM
54842 | WM Renewable Energy LLC | 57018 | Waste Management Middle Peninsula LFGTE | IPP Non-CHP | VA | GEN6 |  | 0.8 | 0.8 | 0.8 | Landfill Gas | LFG | IC | 9 | 2009 |  |  | (OP) Operating | [6 empty] | Middlesex | 37.5197 | -76.6245 | Map | Map | PJM
54842 | WM Renewable Energy LLC | 57018 | Waste Management Middle Peninsula LFGTE | IPP Non-CHP | VA | GEN7 |  | 0.8 | 0.8 | 0.8 | Landfill Gas | LFG | IC | 9 | 2009 |  |  | (OP) Operating | [6 empty] | Middlesex | 37.5197 | -76.6245 | Map | Map | PJM
54842 | WM Renewable Energy LLC | 57018 | Waste Management Middle Peninsula LFGTE | IPP Non-CHP | VA | GEN8 |  | 0.8 | 0.8 | 0.8 | Landfill Gas | LFG | IC | 9 | 2009 |  |  | (OP) Operating | [6 empty] | Middlesex | 37.5197 | -76.6245 | Map | Map | PJM
54842 | WM Renewable Energy LLC | 57022 | Waste Management King George LFGTE | IPP Non-CHP | VA | GEN1 |  | 3.3 | 2.8 | 3.2 | Landfill Gas | LFG | GT | 5 | 2010 |  |  | (OP) Operating | [6 empty] | King George | 38.2747 | -77.3081 | Map | Map | PJM
54842 | WM Renewable Energy LLC | 57022 | Waste Management King George LFGTE | IPP Non-CHP | VA | GEN2 |  | 3.3 | 2.8 | 3.2 | Landfill Gas | LFG | GT | 5 | 2010 |  |  | (OP) Operating | [6 empty] | King George | 38.2747 | -77.3081 | Map | Map | PJM
54842 | WM Renewable Energy LLC | 57022 | Waste Management King George LFGTE | IPP Non-CHP | VA | GEN3 |  | 3.3 | 2.8 | 3.2 | Landfill Gas | LFG | GT | 5 | 2010 |  |  | (OP) Operating | [6 empty] | King George | 38.2747 | -77.3081 | Map | Map | PJM
54842 | WM Renewable Energy LLC | 57022 | Waste Management King George LFGTE | IPP Non-CHP | VA | GEN4 |  | 3.3 | 2.9 | 3.3 | Landfill Gas | LFG | GT | 6 | 2011 |  |  | (OP) Operating | [6 empty] | King George | 38.2747 | -77.3081 | Map | Map | PJM
55938 | Industrial Power Generating Company LLC | 57356 | Henrico | IPP Non-CHP | VA | 1 |  | 0.3 | 0.3 | 0.3 | Landfill Gas | LFG | IC | 9 | 2010 |  |  | (OP) Operating | [6 empty] | Henrico | 37.6788 | -77.5678 | Map | Map | PJM
55938 | Industrial Power Generating Company LLC | 57356 | Henrico | IPP Non-CHP | VA | 10 |  | 0.3 | 0.3 | 0.3 | Landfill Gas | LFG | IC | 9 | 2010 |  |  | (OP) Operating | [6 empty] | Henrico | 37.6788 | -77.5678 | Map | Map | PJM
55938 | Industrial Power Generating Company LLC | 57356 | Henrico | IPP Non-CHP | VA | 11 |  | 0.3 | 0.3 | 0.3 | Landfill Gas | LFG | IC | 9 | 2010 |  |  | (OP) Operating | [6 empty] | Henrico | 37.6788 | -77.5678 | Map | Map | PJM
55938 | Industrial Power Generating Company LLC | 57356 | Henrico | IPP Non-CHP | VA | 12 |  | 0.3 | 0.3 | 0.3 | Landfill Gas | LFG | IC | 9 | 2010 |  |  | (OP) Operating | [6 empty] | Henrico | 37.6788 | -77.5678 | Map | Map | PJM
55938 | Industrial Power Generating Company LLC | 57356 | Henrico | IPP Non-CHP | VA | 2 |  | 0.3 | 0.3 | 0.3 | Landfill Gas | LFG | IC | 9 | 2010 |  |  | (OP) Operating | [6 empty] | Henrico | 37.6788 | -77.5678 | Map | Map | PJM
55938 | Industrial Power Generating Company LLC | 57356 | Henrico | IPP Non-CHP | VA | 3 |  | 0.3 | 0.3 | 0.3 | Landfill Gas | LFG | IC | 9 | 2010 |  |  | (OP) Operating | [6 empty] | Henrico | 37.6788 | -77.5678 | Map | Map | PJM
55938 | Industrial Power Generating Company LLC | 57356 | Henrico | IPP Non-CHP | VA | 4 |  | 0.3 | 0.3 | 0.3 | Landfill Gas | LFG | IC | 9 | 2010 |  |  | (OP) Operating | [6 empty] | Henrico | 37.6788 | -77.5678 | Map | Map | PJM
55938 | Industrial Power Generating Company LLC | 57356 | Henrico | IPP Non-CHP | VA | 5 |  | 0.3 | 0.3 | 0.3 | Landfill Gas | LFG | IC | 9 | 2010 |  |  | (OP) Operating | [6 empty] | Henrico | 37.6788 | -77.5678 | Map | Map | PJM
55938 | Industrial Power Generating Company LLC | 57356 | Henrico | IPP Non-CHP | VA | 6 |  | 0.3 | 0.3 | 0.3 | Landfill Gas | LFG | IC | 9 | 2010 |  |  | (OP) Operating | [6 empty] | Henrico | 37.6788 | -77.5678 | Map | Map | PJM
55938 | Industrial Power Generating Company LLC | 57356 | Henrico | IPP Non-CHP | VA | 7 |  | 0.3 | 0.3 | 0.3 | Landfill Gas | LFG | IC | 9 | 2010 |  |  | (OP) Operating | [6 empty] | Henrico | 37.6788 | -77.5678 | Map | Map | PJM
55938 | Industrial Power Generating Company LLC | 57356 | Henrico | IPP Non-CHP | VA | 8 |  | 0.3 | 0.3 | 0.3 | Landfill Gas | LFG | IC | 9 | 2010 |  |  | (OP) Operating | [6 empty] | Henrico | 37.6788 | -77.5678 | Map | Map | PJM
55938 | Industrial Power Generating Company LLC | 57356 | Henrico | IPP Non-CHP | VA | 9 |  | 0.3 | 0.3 | 0.3 | Landfill Gas | LFG | IC | 9 | 2010 |  |  | (OP) Operating | [6 empty] | Henrico | 37.6788 | -77.5678 | Map | Map | PJM
57051 | Frederick County Virginia | 57754 | Frederick County LFGTE Facility | Commercial Non-CHP | VA | 1 |  | 1 | 1 | 1 | Landfill Gas | LFG | IC | 11 | 2010 |  |  | (OP) Operating | [6 empty] | Frederick | 39.1408 | -78.0975 | Map | Map | PJM
57051 | Frederick County Virginia | 57754 | Frederick County LFGTE Facility | Commercial Non-CHP | VA | 2 |  | 1 | 1 | 1 | Landfill Gas | LFG | IC | 11 | 2010 |  |  | (OP) Operating | [6 empty] | Frederick | 39.1408 | -78.0975 | Map | Map | PJM
11770 | City of Martinsville - (VA) | 57893 | Martinsville LFG Generator | Electric Utility | VA | LFG1 |  | 1.1 | 1 | 1 | Landfill Gas | LFG | IC | 3 | 2012 |  |  | (OP) Operating | [6 empty] | Henry | 36.7172 | -79.8453 | Map | Map | PJM
57259 | Richmond Energy LLC | 57897 | Richmond Energy | IPP Non-CHP | VA | UNT1 |  | 1.6 | 1.6 | 1.6 | Landfill Gas | LFG | IC | 1 | 2012 |  |  | (OP) Operating | [6 empty] | Henrico | 37.5058 | -77.3739 | Map | Map | PJM
57259 | Richmond Energy LLC | 57897 | Richmond Energy | IPP Non-CHP | VA | UNT2 |  | 1.6 | 1.6 | 1.6 | Landfill Gas | LFG | IC | 1 | 2012 |  |  | (OP) Operating | [6 empty] | Henrico | 37.5058 | -77.3739 | Map | Map | PJM
57259 | Richmond Energy LLC | 57897 | Richmond Energy | IPP Non-CHP | VA | UNT3 |  | 1.6 | 1.6 | 1.6 | Landfill Gas | LFG | IC | 1 | 2012 |  |  | (OP) Operating | [6 empty] | Henrico | 37.5058 | -77.3739 | Map | Map | PJM
57259 | Richmond Energy LLC | 57897 | Richmond Energy | IPP Non-CHP | VA | UNT4 |  | 1.6 | 1.6 | 1.6 | Landfill Gas | LFG | IC | 1 | 2012 |  |  | (OP) Operating | [6 empty] | Henrico | 37.5058 | -77.3739 | Map | Map | PJM
57436 | MillerCoors Shenandoah Brewery | 58057 | MillerCoors Shenandoah Brewery | Industrial Non-CHP | VA | WWTP |  | 1.4 | 1.4 | 1.4 | Other Waste Biomass | OBG | GT | 6 | 2012 |  |  | (OP) Operating | [6 empty] | Rockingham | 38.3569 | -78.6767 | Map | Map | PJM
19876 | Virginia Electric & Power Co | 58260 | Brunswick County Power Station | Electric Utility | VA | CT01 | BC01 | 297.5 | 263.9 | 283.3 | Natural Gas Fired Combined Cycle | NG | CT | 4 | 2016 |  |  | (OP) Operating | [6 empty] | Brunswick | 36.765 | -77.7139 | Map | Map | PJM
19876 | Virginia Electric & Power Co | 58260 | Brunswick County Power Station | Electric Utility | VA | CT02 | BC01 | 297.5 | 263.9 | 283.3 | Natural Gas Fired Combined Cycle | NG | CT | 4 | 2016 |  |  | (OP) Operating | [6 empty] | Brunswick | 36.765 | -77.7139 | Map | Map | PJM
19876 | Virginia Electric & Power Co | 58260 | Brunswick County Power Station | Electric Utility | VA | CT03 | BC01 | 297.5 | 263.9 | 283.3 | Natural Gas Fired Combined Cycle | NG | CT | 4 | 2016 |  |  | (OP) Operating | [6 empty] | Brunswick | 36.765 | -77.7139 | Map | Map | PJM
19876 | Virginia Electric & Power Co | 58260 | Brunswick County Power Station | Electric Utility | VA | ST01 | BC01 | 579.7 | 579.4 | 616.3 | Natural Gas Fired Combined Cycle | NG | CA | 4 | 2016 |  |  | (OP) Operating | [6 empty] | Brunswick | 36.765 | -77.7139 | Map | Map | PJM
58524 | South Boston Energy LLC | 58560 | Halifax County Biomass | IPP Non-CHP | VA | STG1 |  | 49.9 | 44.3 | 44.3 | Wood/Wood Waste Biomass | WDS | ST | 11 | 2013 |  |  | (OP) Operating | [6 empty] | Halifax | 36.7014 | -78.8733 | Map | Map | PJM
58848 | Green Energy Partners LLC | 59004 | Stonewall | IPP Non-CHP | VA | GEN1 | STNL | 237 | 220 | 224 | Natural Gas Fired Combined Cycle | NG | CT | 4 | 2017 |  |  | (OP) Operating | [6 empty] | Loudoun | 39.0581 | -77.545 | Map | Map | PJM
58848 | Green Energy Partners LLC | 59004 | Stonewall | IPP Non-CHP | VA | GEN2 | STNL | 237 | 220 | 224 | Natural Gas Fired Combined Cycle | NG | CT | 4 | 2017 |  |  | (OP) Operating | [6 empty] | Loudoun | 39.0581 | -77.545 | Map | Map | PJM
58848 | Green Energy Partners LLC | 59004 | Stonewall | IPP Non-CHP | VA | GEN3 | STNL | 338 | 326 | 322 | Natural Gas Fired Combined Cycle | NG | CA | 4 | 2017 |  |  | (OP) Operating | [6 empty] | Loudoun | 39.0581 | -77.545 | Map | Map | PJM
40229 | Old Dominion Electric Coop | 59614 | Monterey Diesel Generation Facility | Electric Utility | VA | MDG1 |  | 0.6 | 0.6 | 0.6 | Petroleum Liquids | DFO | IC | 5 | 2016 |  |  | (OP) Operating | [6 empty] | Highland | 38.4214 | -79.5914 | Map | Map | PJM
40229 | Old Dominion Electric Coop | 59614 | Monterey Diesel Generation Facility | Electric Utility | VA | MDG10 |  | 0.6 | 0.6 | 0.6 | Petroleum Liquids | DFO | IC | 5 | 2016 |  |  | (OP) Operating | [6 empty] | Highland | 38.4214 | -79.5914 | Map | Map | PJM
40229 | Old Dominion Electric Coop | 59614 | Monterey Diesel Generation Facility | Electric Utility | VA | MDG2 |  | 0.6 | 0.6 | 0.6 | Petroleum Liquids | DFO | IC | 5 | 2016 |  |  | (OP) Operating | [6 empty] | Highland | 38.4214 | -79.5914 | Map | Map | PJM
40229 | Old Dominion Electric Coop | 59614 | Monterey Diesel Generation Facility | Electric Utility | VA | MDG3 |  | 0.6 | 0.6 | 0.6 | Petroleum Liquids | DFO | IC | 5 | 2016 |  |  | (OP) Operating | [6 empty] | Highland | 38.4214 | -79.5914 | Map | Map | PJM
40229 | Old Dominion Electric Coop | 59614 | Monterey Diesel Generation Facility | Electric Utility | VA | MDG4 |  | 0.6 | 0.6 | 0.6 | Petroleum Liquids | DFO | IC | 5 | 2016 |  |  | (OP) Operating | [6 empty] | Highland | 38.4214 | -79.5914 | Map | Map | PJM
40229 | Old Dominion Electric Coop | 59614 | Monterey Diesel Generation Facility | Electric Utility | VA | MDG5 |  | 0.6 | 0.6 | 0.6 | Petroleum Liquids | DFO | IC | 5 | 2016 |  |  | (OP) Operating | [6 empty] | Highland | 38.4214 | -79.5914 | Map | Map | PJM
40229 | Old Dominion Electric Coop | 59614 | Monterey Diesel Generation Facility | Electric Utility | VA | MDG6 |  | 0.6 | 0.6 | 0.6 | Petroleum Liquids | DFO | IC | 5 | 2016 |  |  | (OP) Operating | [6 empty] | Highland | 38.4214 | -79.5914 | Map | Map | PJM
40229 | Old Dominion Electric Coop | 59614 | Monterey Diesel Generation Facility | Electric Utility | VA | MDG7 |  | 0.6 | 0.6 | 0.6 | Petroleum Liquids | DFO | IC | 5 | 2016 |  |  | (OP) Operating | [6 empty] | Highland | 38.4214 | -79.5914 | Map | Map | PJM
40229 | Old Dominion Electric Coop | 59614 | Monterey Diesel Generation Facility | Electric Utility | VA | MDG8 |  | 0.6 | 0.6 | 0.6 | Petroleum Liquids | DFO | IC | 5 | 2016 |  |  | (OP) Operating | [6 empty] | Highland | 38.4214 | -79.5914 | Map | Map | PJM
40229 | Old Dominion Electric Coop | 59614 | Monterey Diesel Generation Facility | Electric Utility | VA | MDG9 |  | 0.6 | 0.6 | 0.6 | Petroleum Liquids | DFO | IC | 5 | 2016 |  |  | (OP) Operating | [6 empty] | Highland | 38.4214 | -79.5914 | Map | Map | PJM
19876 | Virginia Electric & Power Co | 59685 | Remington Solar Facility | Electric Utility | VA | 01 |  | 20 | 20 | 20 | Solar Photovoltaic | SUN | PV | 10 | 2017 |  |  | (OP) Operating | [6 empty] | Fauquier | 38.5483 | -77.7764 | Map | Map | PJM
59452 | Ingenco Renewable Development, LLC | 59845 | New River | IPP Non-CHP | VA | E1 |  | 0.3 | 0.3 | 0.3 | Landfill Gas | LFG | IC | 9 | 2013 |  |  | (OP) Operating | [6 empty] | Pulaski | 37.183 | -80.699 | Map | Map | PJM
59452 | Ingenco Renewable Development, LLC | 59845 | New River | IPP Non-CHP | VA | E10 |  | 0.3 | 0.3 | 0.3 | Landfill Gas | LFG | IC | 9 | 2013 |  |  | (OP) Operating | [6 empty] | Pulaski | 37.183 | -80.699 | Map | Map | PJM
59452 | Ingenco Renewable Development, LLC | 59845 | New River | IPP Non-CHP | VA | E11 |  | 0.3 | 0.3 | 0.3 | Landfill Gas | LFG | IC | 9 | 2013 |  |  | (OP) Operating | [6 empty] | Pulaski | 37.183 | -80.699 | Map | Map | PJM
59452 | Ingenco Renewable Development, LLC | 59845 | New River | IPP Non-CHP | VA | E12 |  | 0.3 | 0.3 | 0.3 | Landfill Gas | LFG | IC | 9 | 2013 |  |  | (OP) Operating | [6 empty] | Pulaski | 37.183 | -80.699 | Map | Map | PJM
59452 | Ingenco Renewable Development, LLC | 59845 | New River | IPP Non-CHP | VA | E13 |  | 0.3 | 0.3 | 0.3 | Landfill Gas | LFG | IC | 9 | 2013 |  |  | (OP) Operating | [6 empty] | Pulaski | 37.183 | -80.699 | Map | Map | PJM
59452 | Ingenco Renewable Development, LLC | 59845 | New River | IPP Non-CHP | VA | E14 |  | 0.3 | 0.3 | 0.3 | Landfill Gas | LFG | IC | 9 | 2013 |  |  | (OP) Operating | [6 empty] | Pulaski | 37.183 | -80.699 | Map | Map | PJM
59452 | Ingenco Renewable Development, LLC | 59845 | New River | IPP Non-CHP | VA | E15 |  | 0.3 | 0.3 | 0.3 | Landfill Gas | LFG | IC | 9 | 2013 |  |  | (OP) Operating | [6 empty] | Pulaski | 37.183 | -80.699 | Map | Map | PJM
59452 | Ingenco Renewable Development, LLC | 59845 | New River | IPP Non-CHP | VA | E16 |  | 0.3 | 0.3 | 0.3 | Landfill Gas | LFG | IC | 9 | 2013 |  |  | (OP) Operating | [6 empty] | Pulaski | 37.183 | -80.699 | Map | Map | PJM
59452 | Ingenco Renewable Development, LLC | 59845 | New River | IPP Non-CHP | VA | E17 |  | 0.3 | 0.3 | 0.3 | Landfill Gas | LFG | IC | 9 | 2013 |  |  | (OP) Operating | [6 empty] | Pulaski | 37.183 | -80.699 | Map | Map | PJM
59452 | Ingenco Renewable Development, LLC | 59845 | New River | IPP Non-CHP | VA | E18 |  | 0.3 | 0.3 | 0.3 | Landfill Gas | LFG | IC | 9 | 2013 |  |  | (OP) Operating | [6 empty] | Pulaski | 37.183 | -80.699 | Map | Map | PJM
59452 | Ingenco Renewable Development, LLC | 59845 | New River | IPP Non-CHP | VA | E2 |  | 0.3 | 0.3 | 0.3 | Landfill Gas | LFG | IC | 9 | 2013 |  |  | (OP) Operating | [6 empty] | Pulaski | 37.183 | -80.699 | Map | Map | PJM
59452 | Ingenco Renewable Development, LLC | 59845 | New River | IPP Non-CHP | VA | E3 |  | 0.3 | 0.3 | 0.3 | Landfill Gas | LFG | IC | 9 | 2013 |  |  | (OP) Operating | [6 empty] | Pulaski | 37.183 | -80.699 | Map | Map | PJM
59452 | Ingenco Renewable Development, LLC | 59845 | New River | IPP Non-CHP | VA | E4 |  | 0.3 | 0.3 | 0.3 | Landfill Gas | LFG | IC | 9 | 2013 |  |  | (OP) Operating | [6 empty] | Pulaski | 37.183 | -80.699 | Map | Map | PJM
59452 | Ingenco Renewable Development, LLC | 59845 | New River | IPP Non-CHP | VA | E5 |  | 0.3 | 0.3 | 0.3 | Landfill Gas | LFG | IC | 9 | 2013 |  |  | (OP) Operating | [6 empty] | Pulaski | 37.183 | -80.699 | Map | Map | PJM
59452 | Ingenco Renewable Development, LLC | 59845 | New River | IPP Non-CHP | VA | E6 |  | 0.3 | 0.3 | 0.3 | Landfill Gas | LFG | IC | 9 | 2013 |  |  | (OP) Operating | [6 empty] | Pulaski | 37.183 | -80.699 | Map | Map | PJM
59452 | Ingenco Renewable Development, LLC | 59845 | New River | IPP Non-CHP | VA | E7 |  | 0.3 | 0.3 | 0.3 | Landfill Gas | LFG | IC | 9 | 2013 |  |  | (OP) Operating | [6 empty] | Pulaski | 37.183 | -80.699 | Map | Map | PJM
59452 | Ingenco Renewable Development, LLC | 59845 | New River | IPP Non-CHP | VA | E8 |  | 0.3 | 0.3 | 0.3 | Landfill Gas | LFG | IC | 9 | 2013 |  |  | (OP) Operating | [6 empty] | Pulaski | 37.183 | -80.699 | Map | Map | PJM
59452 | Ingenco Renewable Development, LLC | 59845 | New River | IPP Non-CHP | VA | E9 |  | 0.3 | 0.3 | 0.3 | Landfill Gas | LFG | IC | 9 | 2013 |  |  | (OP) Operating | [6 empty] | Pulaski | 37.183 | -80.699 | Map | Map | PJM
59636 | HP Hood LLC | 59860 | HP Hood CT | Industrial CHP | VA | HHOOD |  | 15 | 15 | 15 | Natural Gas Fired Combustion Turbine | NG | GT | 6 | 2015 |  |  | (OP) Operating | [6 empty] | Frederick | 39.1325 | -78.1875 | Map | Map | PJM
19876 | Virginia Electric & Power Co | 59904 | Western Branch High School | Electric Utility | VA | 1 |  | 1 | 0.4 | 0.4 | Solar Photovoltaic | SUN | PV | 4 | 2016 |  |  | (OP) Operating | [6 empty] | Chesapeake City | 36.8481 | -76.4071 | Map | Map | PJM
19876 | Virginia Electric & Power Co | 59905 | Merck | Electric Utility | VA | 1 |  | 2.1 | 0.8 | 2.1 | Solar Photovoltaic | SUN | PV | 6 | 2017 |  |  | (OP) Operating | [6 empty] | Rockingham | 38.3832 | -78.6437 | Map | Map | PJM
19876 | Virginia Electric & Power Co | 59911 | Philip Morris | Electric Utility | VA | 1 |  | 2 | 0.8 | 0.8 | Solar Photovoltaic | SUN | PV | 3 | 2016 |  |  | (OP) Operating | [6 empty] | Chesterfield | 37.3418 | -77.287 | Map | Map | PJM
58468 | Dominion Renewable Energy | 60127 | Eastern Shore Solar, LLC | IPP Non-CHP | VA | PV1 |  | 80 | 80 | 80 | Solar Photovoltaic | SUN | PV | 10 | 2016 |  |  | (OP) Operating | [6 empty] | Accomack | 37.9439 | -75.5696 | Map | Map | PJM
59452 | Ingenco Renewable Development, LLC | 60222 | Bristol Plant | IPP Non-CHP | VA | A1 |  | 0.3 | 0.3 | 0.3 | Landfill Gas | LFG | IC | 10 | 2016 |  |  | (OP) Operating | [6 empty] | Bristol City | 36.6019 | -82.1431 | Map | Map | TVA
59452 | Ingenco Renewable Development, LLC | 60222 | Bristol Plant | IPP Non-CHP | VA | A2 |  | 0.3 | 0.3 | 0.3 | Landfill Gas | LFG | IC | 10 | 2016 |  |  | (OP) Operating | [6 empty] | Bristol City | 36.6019 | -82.1431 | Map | Map | TVA
59452 | Ingenco Renewable Development, LLC | 60222 | Bristol Plant | IPP Non-CHP | VA | A3 |  | 0.3 | 0.3 | 0.3 | Landfill Gas | LFG | IC | 10 | 2016 |  |  | (OP) Operating | [6 empty] | Bristol City | 36.6019 | -82.1431 | Map | Map | TVA
59452 | Ingenco Renewable Development, LLC | 60222 | Bristol Plant | IPP Non-CHP | VA | A4 |  | 0.3 | 0.3 | 0.3 | Landfill Gas | LFG | IC | 10 | 2016 |  |  | (OP) Operating | [6 empty] | Bristol City | 36.6019 | -82.1431 | Map | Map | TVA
59452 | Ingenco Renewable Development, LLC | 60222 | Bristol Plant | IPP Non-CHP | VA | A5 |  | 0.3 | 0.3 | 0.3 | Landfill Gas | LFG | IC | 10 | 2016 |  |  | (OP) Operating | [6 empty] | Bristol City | 36.6019 | -82.1431 | Map | Map | TVA
59452 | Ingenco Renewable Development, LLC | 60222 | Bristol Plant | IPP Non-CHP | VA | A6 |  | 0.3 | 0.3 | 0.3 | Landfill Gas | LFG | IC | 10 | 2016 |  |  | (OP) Operating | [6 empty] | Bristol City | 36.6019 | -82.1431 | Map | Map | TVA
59452 | Ingenco Renewable Development, LLC | 60222 | Bristol Plant | IPP Non-CHP | VA | B1 |  | 0.3 | 0.3 | 0.3 | Landfill Gas | LFG | IC | 11 | 2016 |  |  | (OP) Operating | [6 empty] | Bristol City | 36.6019 | -82.1431 | Map | Map | TVA
59452 | Ingenco Renewable Development, LLC | 60222 | Bristol Plant | IPP Non-CHP | VA | B2 |  | 0.3 | 0.3 | 0.3 | Landfill Gas | LFG | IC | 11 | 2016 |  |  | (OP) Operating | [6 empty] | Bristol City | 36.6019 | -82.1431 | Map | Map | TVA
59452 | Ingenco Renewable Development, LLC | 60222 | Bristol Plant | IPP Non-CHP | VA | B3 |  | 0.3 | 0.3 | 0.3 | Landfill Gas | LFG | IC | 11 | 2016 |  |  | (OP) Operating | [6 empty] | Bristol City | 36.6019 | -82.1431 | Map | Map | TVA
59452 | Ingenco Renewable Development, LLC | 60222 | Bristol Plant | IPP Non-CHP | VA | B4 |  | 0.3 | 0.3 | 0.3 | Landfill Gas | LFG | IC | 11 | 2016 |  |  | (OP) Operating | [6 empty] | Bristol City | 36.6019 | -82.1431 | Map | Map | TVA
59452 | Ingenco Renewable Development, LLC | 60222 | Bristol Plant | IPP Non-CHP | VA | B5 |  | 0.3 | 0.3 | 0.3 | Landfill Gas | LFG | IC | 11 | 2016 |  |  | (OP) Operating | [6 empty] | Bristol City | 36.6019 | -82.1431 | Map | Map | TVA
59452 | Ingenco Renewable Development, LLC | 60222 | Bristol Plant | IPP Non-CHP | VA | B6 |  | 0.3 | 0.3 | 0.3 | Landfill Gas | LFG | IC | 11 | 2016 |  |  | (OP) Operating | [6 empty] | Bristol City | 36.6019 | -82.1431 | Map | Map | TVA
59452 | Ingenco Renewable Development, LLC | 60222 | Bristol Plant | IPP Non-CHP | VA | C1 |  | 0.3 | 0.3 | 0.3 | Landfill Gas | LFG | IC | 12 | 2015 |  |  | (OP) Operating | [6 empty] | Bristol City | 36.6019 | -82.1431 | Map | Map | TVA
59452 | Ingenco Renewable Development, LLC | 60222 | Bristol Plant | IPP Non-CHP | VA | C2 |  | 0.3 | 0.3 | 0.3 | Landfill Gas | LFG | IC | 12 | 2015 |  |  | (OP) Operating | [6 empty] | Bristol City | 36.6019 | -82.1431 | Map | Map | TVA
59452 | Ingenco Renewable Development, LLC | 60222 | Bristol Plant | IPP Non-CHP | VA | C3 |  | 0.3 | 0.3 | 0.3 | Landfill Gas | LFG | IC | 12 | 2015 |  |  | (OP) Operating | [6 empty] | Bristol City | 36.6019 | -82.1431 | Map | Map | TVA
59452 | Ingenco Renewable Development, LLC | 60222 | Bristol Plant | IPP Non-CHP | VA | C4 |  | 0.3 | 0.3 | 0.3 | Landfill Gas | LFG | IC | 12 | 2015 |  |  | (OP) Operating | [6 empty] | Bristol City | 36.6019 | -82.1431 | Map | Map | TVA
59452 | Ingenco Renewable Development, LLC | 60222 | Bristol Plant | IPP Non-CHP | VA | C5 |  | 0.3 | 0.3 | 0.3 | Landfill Gas | LFG | IC | 12 | 2015 |  |  | (OP) Operating | [6 empty] | Bristol City | 36.6019 | -82.1431 | Map | Map | TVA
59452 | Ingenco Renewable Development, LLC | 60222 | Bristol Plant | IPP Non-CHP | VA | C6 |  | 0.3 | 0.3 | 0.3 | Landfill Gas | LFG | IC | 12 | 2015 |  |  | (OP) Operating | [6 empty] | Bristol City | 36.6019 | -82.1431 | Map | Map | TVA
19876 | Virginia Electric & Power Co | 60316 | Scott Solar Farm | Electric Utility | VA | 1 |  | 17 | 6.8 | 6.8 | Solar Photovoltaic | SUN | PV | 12 | 2016 |  |  | (OP) Operating | [6 empty] | Powhatan | 37.523 | -77.934 | Map | Map | PJM
19876 | Virginia Electric & Power Co | 60318 | Woodland Solar Farm | Electric Utility | VA | 1 |  | 19 | 7.6 | 7.6 | Solar Photovoltaic | SUN | PV | 12 | 2016 |  |  | (OP) Operating | [6 empty] | Isle of Wight | 36.89 | -76.611 | Map | Map | PJM
19876 | Virginia Electric & Power Co | 60319 | Whitehouse Solar Farm | Electric Utility | VA | 1 |  | 20 | 8 | 8 | Solar Photovoltaic | SUN | PV | 12 | 2016 |  |  | (OP) Operating | [6 empty] | Louisa | 38.023 | -77.972 | Map | Map | PJM
19876 | Virginia Electric & Power Co | 60584 | Oceana Solar | Electric Utility | VA | 01 |  | 17.6 | 17.6 | 17.6 | Solar Photovoltaic | SUN | PV | 12 | 2017 |  |  | (OP) Operating | [6 empty] | Virginia Beach City | 36.7898 | -76.0514 | Map | Map
58468 | Dominion Renewable Energy | 60915 | Correctional Solar LLC | IPP Non-CHP | VA | PV1 |  | 20 | 20 | 20 | Solar Photovoltaic | SUN | PV | 12 | 2017 |  |  | (OP) Operating | [6 empty] | New Kent | 37.4715 | -76.8569 | Map | Map | PJM
58468 | Dominion Renewable Energy | 60916 | Sappony Solar LLC | IPP Non-CHP | VA | PV1 |  | 20 | 20 | 20 | Solar Photovoltaic | SUN | PV | 11 | 2017 |  |  | (OP) Operating | [6 empty] | Sussex | 36.9405 | -77.4178 | Map | Map | PJM
58468 | Dominion Renewable Energy | 60917 | Buckingham Solar LLC | IPP Non-CHP | VA | PV1 |  | 19.8 | 19.8 | 19.8 | Solar Photovoltaic | SUN | PV | 11 | 2017 |  |  | (OP) Operating | [6 empty] | Buckingham | 37.5029 | -78.3792 | Map | Map | PJM
58468 | Dominion Renewable Energy | 60968 | Scott-II Solar LLC | IPP Non-CHP | VA | PV1 |  | 2 | 2 | 2 | Solar Photovoltaic | SUN | PV | 12 | 2017 |  |  | (OP) Operating | [6 empty] | Powhatan | 37.5262 | -77.9446 | Map | Map | PJM
60370 | DG AMP Solar, LLC | 61055 | DG AMP Solar Front Royal | IPP Non-CHP | VA | AMPFR |  | 2.5 | 2.5 | 2.5 | Solar Photovoltaic | SUN | PV | 5 | 2017 |  |  | (OP) Operating | [6 empty] | Warren | 38.929 | -78.18 | Map | Map | PJM
60746 | Bedford Solar, LLC | 61126 | Bedford Solar | IPP Non-CHP | VA | 12346 |  | 3 | 3 | 3 | Solar Photovoltaic | SUN | PV | 12 | 2017 |  |  | (OP) Operating | [6 empty] | Bedford | 37.335 | -79.481 | Map | Map | PJM
58468 | Dominion Renewable Energy | 61374 | Clarke Solar Power Facility | Electric Utility | VA | PV1 |  | 10 | 10 | 10 | Solar Photovoltaic | SUN | PV | 7 | 2017 |  |  | (OP) Operating | [6 empty] | Clarke | 39.0648 | -78.1382 | Map | Map | PJM
58468 | Dominion Renewable Energy | 61375 | Cherrydale Solar Power Facility | Electric Utility | VA | PV1 |  | 20 | 20 | 20 | Solar Photovoltaic | SUN | PV | 11 | 2017 |  |  | (OP) Operating | [6 empty] | Northampton | 37.3694 | -75.9141 | Map | Map | PJM
61157 | Essex Solar Center, LLC | 61406 | Essex Solar Center | IPP Non-CHP | VA | ESSEX |  | 20 | 20 | 20 | Solar Photovoltaic | SUN | PV | 12 | 2017 |  |  | (OP) Operating | [6 empty] | Essex | 37.8341 | -76.8 | Map | Map | PJM
58468 | Dominion Renewable Energy | 61422 | Southampton Solar, LLC | IPP Non-CHP | VA | PV1 |  | 100 | 100 | 100 | Solar Photovoltaic | SUN | PV | 11 | 2017 |  |  | (OP) Operating | [6 empty] | Southampton | 36.614 | -77.166 | Map | Map | PJM
61159 | Palmer Solar Center, LLC | 61457 | Palmer Solar Center | IPP Non-CHP | VA | PALM |  | 5 | 5 | 5 | Solar Photovoltaic | SUN | PV | 12 | 2017 |  |  | (OP) Operating | [6 empty] | Fluvanna | 37.9672 | -78.231 | Map | Map
61158 | Martin Solar Center, LLC | 61458 | Martin Solar Center | IPP Non-CHP | VA | MARTN |  | 5 | 5 | 5 | Solar Photovoltaic | SUN | PV | 12 | 2017 |  |  | (OP) Operating | [6 empty] | Goochland | 37.8805 | -78.0492 | Map | Map
56609 | Calpine Mid-Atlantic Generation LLC | 3782 | Bayview | IPP Non-CHP | VA | BAYV |  | 2 | 2.1 | 2.1 | Petroleum Liquids | DFO | IC | 10 | 1963 |  |  | (SB) Standby/Backup: available for service but not normally used | [6 empty] | Northampton | 37.2717 | -75.9682 | Map | Map | PJM
56609 | Calpine Mid-Atlantic Generation LLC | 3782 | Bayview | IPP Non-CHP | VA | BYV2 |  | 2 | 2.1 | 2.1 | Petroleum Liquids | DFO | IC | 10 | 1963 |  |  | (SB) Standby/Backup: available for service but not normally used | [6 empty] | Northampton | 37.2717 | -75.9682 | Map | Map | PJM
56609 | Calpine Mid-Atlantic Generation LLC | 3782 | Bayview | IPP Non-CHP | VA | BYV3 |  | 2 | 2.1 | 2.1 | Petroleum Liquids | DFO | IC | 10 | 1963 |  |  | (SB) Standby/Backup: available for service but not normally used | [6 empty] | Northampton | 37.2717 | -75.9682 | Map | Map | PJM
56609 | Calpine Mid-Atlantic Generation LLC | 3782 | Bayview | IPP Non-CHP | VA | BYV4 |  | 2 | 2.1 | 2.1 | Petroleum Liquids | DFO | IC | 10 | 1963 |  |  | (SB) Standby/Backup: available for service but not normally used | [6 empty] | Northampton | 37.2717 | -75.9682 | Map | Map | PJM
56609 | Calpine Mid-Atlantic Generation LLC | 3782 | Bayview | IPP Non-CHP | VA | BYV5 |  | 2 | 2.1 | 2.1 | Petroleum Liquids | DFO | IC | 10 | 1963 |  |  | (SB) Standby/Backup: available for service but not normally used | [6 empty] | Northampton | 37.2717 | -75.9682 | Map | Map | PJM
56609 | Calpine Mid-Atlantic Generation LLC | 3782 | Bayview | IPP Non-CHP | VA | BYV6 |  | 2 | 2.1 | 2.1 | Petroleum Liquids | DFO | IC | 10 | 1963 |  |  | (SB) Standby/Backup: available for service but not normally used | [6 empty] | Northampton | 37.2717 | -75.9682 | Map | Map | PJM
56609 | Calpine Mid-Atlantic Generation LLC | 3785 | Tasley | IPP Non-CHP | VA | TAS |  | 27 | 31 | 40.3 | Petroleum Liquids | DFO | GT | 6 | 1972 |  |  | (SB) Standby/Backup: available for service but not normally used | [6 empty] | Accomack | 37.7061 | -75.7031 | Map | Map | PJM
84 | A & N Electric Coop | 6390 | Tangier | Electric Utility | VA | 5 |  | 1.2 | 1.2 | 1.2 | Petroleum Liquids | DFO | IC | 12 | 1993 |  |  | (SB) Standby/Backup: available for service but not normally used | [6 empty] | Accomack | 37.8277 | -75.9915 | Map | Map | PJM
84 | A & N Electric Coop | 6390 | Tangier | Electric Utility | VA | 6 |  | 1.2 | 1.2 | 1.2 | Petroleum Liquids | DFO | IC | 12 | 1993 |  |  | (SB) Standby/Backup: available for service but not normally used | [6 empty] | Accomack | 37.8277 | -75.9915 | Map | Map | PJM
40229 | Old Dominion Electric Coop | 7940 | Ponton Diesel Generating Facility | Electric Utility | VA | 1 |  | 2 | 2 | 2 | Petroleum Liquids | DFO | IC | 12 | 2002 |  |  | (SB) Standby/Backup: available for service but not normally used | [6 empty] | Amelia | 37.2953 | -77.9862 | Map | Map | PJM
40229 | Old Dominion Electric Coop | 7940 | Ponton Diesel Generating Facility | Electric Utility | VA | 2 |  | 2 | 2 | 2 | Petroleum Liquids | DFO | IC | 12 | 2002 |  |  | (SB) Standby/Backup: available for service but not normally used | [6 empty] | Amelia | 37.2953 | -77.9862 | Map | Map | PJM
40229 | Old Dominion Electric Coop | 7941 | Nottoway Diesel Generating Facility | Electric Utility | VA | 1 |  | 2 | 2 | 2 | Petroleum Liquids | DFO | IC | 11 | 2002 |  |  | (SB) Standby/Backup: available for service but not normally used | [6 empty] | Southampton | 36.6972 | -77.105 | Map | Map | PJM
40229 | Old Dominion Electric Coop | 7941 | Nottoway Diesel Generating Facility | Electric Utility | VA | 2 |  | 2 | 2 | 2 | Petroleum Liquids | DFO | IC | 11 | 2002 |  |  | (SB) Standby/Backup: available for service but not normally used | [6 empty] | Southampton | 36.6972 | -77.105 | Map | Map | PJM
17465 | WestRock-West Point Mill | 10017 | WestRock-West Point Mill | Industrial CHP | VA | GEN8 |  | 5 | 5 | 5 | Wood/Wood Waste Biomass | BLQ | ST | 1 | 1954 |  |  | (SB) Standby/Backup: available for service but not normally used | [6 empty] | King William | 37.5392 | -76.8053 | Map | Map | PJM
19876 | Virginia Electric & Power Co | 52087 | Elizabeth River Power Station | Electric Utility | VA | GEN1 |  | 129.6 | 116 | 121 | Natural Gas Fired Combustion Turbine | NG | GT | 6 | 1992 |  |  | (SB) Standby/Backup: available for service but not normally used | [6 empty] | Chesapeake City | 36.775 | -76.3083 | Map | Map | PJM
19876 | Virginia Electric & Power Co | 52087 | Elizabeth River Power Station | Electric Utility | VA | GEN2 |  | 129.6 | 116 | 120 | Natural Gas Fired Combustion Turbine | NG | GT | 6 | 1992 |  |  | (SB) Standby/Backup: available for service but not normally used | [6 empty] | Chesapeake City | 36.775 | -76.3083 | Map | Map | PJM
19876 | Virginia Electric & Power Co | 52087 | Elizabeth River Power Station | Electric Utility | VA | GEN3 |  | 129.6 | 116 | 124 | Natural Gas Fired Combustion Turbine | NG | GT | 6 | 1992 |  |  | (SB) Standby/Backup: available for service but not normally used | [6 empty] | Chesapeake City | 36.775 | -76.3083 | Map | Map | PJM
12320 | Merck & Co Inc | 52148 | Elkton | Industrial CHP | VA | GEN2 |  | 0.9 | 0.8 | 0.8 | Petroleum Liquids | DFO | IC | 6 | 1982 |  |  | (SB) Standby/Backup: available for service but not normally used | [6 empty] | Rockingham | 38.3836 | -78.6528 | Map | Map | PJM
4194 | Commonwealth Chesapeake Co LLC | 55381 | Commonwealth Chesapeake | IPP Non-CHP | VA | UNT1 |  | 57.5 | 46.6 | 48.5 | Petroleum Liquids | DFO | GT | 8 | 2000 |  |  | (SB) Standby/Backup: available for service but not normally used | [6 empty] | Accomack | 37.9892 | -75.54 | Map | Map | PJM
4194 | Commonwealth Chesapeake Co LLC | 55381 | Commonwealth Chesapeake | IPP Non-CHP | VA | UNT2 |  | 57.5 | 44.5 | 46.3 | Petroleum Liquids | DFO | GT | 9 | 2000 |  |  | (SB) Standby/Backup: available for service but not normally used | [6 empty] | Accomack | 37.9892 | -75.54 | Map | Map | PJM
4194 | Commonwealth Chesapeake Co LLC | 55381 | Commonwealth Chesapeake | IPP Non-CHP | VA | UNT3 |  | 57.5 | 45.5 | 46.6 | Petroleum Liquids | DFO | GT | 9 | 2000 |  |  | (SB) Standby/Backup: available for service but not normally used | [6 empty] | Accomack | 37.9892 | -75.54 | Map | Map | PJM
4194 | Commonwealth Chesapeake Co LLC | 55381 | Commonwealth Chesapeake | IPP Non-CHP | VA | UNT4 |  | 57.5 | 46.7 | 48.6 | Petroleum Liquids | DFO | GT | 6 | 2001 |  |  | (SB) Standby/Backup: available for service but not normally used | [6 empty] | Accomack | 37.9892 | -75.54 | Map | Map | PJM
4194 | Commonwealth Chesapeake Co LLC | 55381 | Commonwealth Chesapeake | IPP Non-CHP | VA | UNT5 |  | 57.5 | 46.4 | 48.6 | Petroleum Liquids | DFO | GT | 6 | 2001 |  |  | (SB) Standby/Backup: available for service but not normally used | [6 empty] | Accomack | 37.9892 | -75.54 | Map | Map | PJM
4194 | Commonwealth Chesapeake Co LLC | 55381 | Commonwealth Chesapeake | IPP Non-CHP | VA | UNT6 |  | 57.5 | 45.3 | 48.5 | Petroleum Liquids | DFO | GT | 6 | 2001 |  |  | (SB) Standby/Backup: available for service but not normally used | [6 empty] | Accomack | 37.9892 | -75.54 | Map | Map | PJM
4194 | Commonwealth Chesapeake Co LLC | 55381 | Commonwealth Chesapeake | IPP Non-CHP | VA | UNT7 |  | 57.5 | 46.6 | 48.5 | Petroleum Liquids | DFO | GT | 8 | 2001 |  |  | (SB) Standby/Backup: available for service but not normally used | [6 empty] | Accomack | 37.9892 | -75.54 | Map | Map | PJM
16558 | City of Salem - (VA) | 56288 | Salem Water Plant | Commercial Non-CHP | VA | 1 |  | 2 | 2 | 2 | Petroleum Liquids | DFO | IC | 8 | 2003 |  |  | (SB) Standby/Backup: available for service but not normally used | [6 empty] | Salem City | 37.2875 | -80.0771 | Map | Map | PJM
16558 | City of Salem - (VA) | 56289 | Salem Street Dept | Commercial Non-CHP | VA | 1 |  | 1.8 | 2 | 2 | Petroleum Liquids | DFO | IC | 7 | 2005 |  |  | (SB) Standby/Backup: available for service but not normally used | [6 empty] | Salem City | 37.2794 | -80.0447 | Map | Map | PJM
4619 | Town of Culpeper- (VA) | 56367 | Electric Avenue Facility | Electric Utility | VA | 4 |  | 1.5 | 1.5 | 1.5 | Petroleum Liquids | DFO | IC | 2 | 1997 |  |  | (SB) Standby/Backup: available for service but not normally used | [6 empty] | Culpeper | 38.28 | -77.59 | Map | Map | PJM
16558 | City of Salem - (VA) | 56519 | Salem Electric Department | Electric Utility | VA | 1 |  | 1.3 | 1.3 | 1.3 | Petroleum Liquids | DFO | IC | 12 | 2007 |  |  | (SB) Standby/Backup: available for service but not normally used | [6 empty] | Salem City | 37.2894 | -80.07 | Map | Map | PJM
40229 | Old Dominion Electric Coop | 60234 | Belle Haven Diesel Generation Facility | Electric Utility | VA | BDG10 |  | 2 | 2 | 2 | Petroleum Liquids | DFO | IC | 11 | 2002 |  |  | (SB) Standby/Backup: available for service but not normally used | [6 empty] | Accomack | 37.5486 | -75.7908 | Map | Map | PJM
40229 | Old Dominion Electric Coop | 60234 | Belle Haven Diesel Generation Facility | Electric Utility | VA | BDG9 |  | 2 | 2 | 2 | Petroleum Liquids | DFO | IC | 11 | 2002 |  |  | (SB) Standby/Backup: available for service but not normally used | [6 empty] | Accomack | 37.5486 | -75.7908 | Map | Map | PJM
40229 | Old Dominion Electric Coop | 60235 | Perdue Diesel Generation Facility | Electric Utility | VA | PDG5 |  | 2 | 2 | 2 | Petroleum Liquids | DFO | IC | 11 | 2002 |  |  | (SB) Standby/Backup: available for service but not normally used | [6 empty] | Accomack | 37.742 | -75.656 | Map | Map | PJM
40229 | Old Dominion Electric Coop | 60235 | Perdue Diesel Generation Facility | Electric Utility | VA | PDG6 |  | 2 | 2 | 2 | Petroleum Liquids | DFO | IC | 11 | 2002 |  |  | (SB) Standby/Backup: available for service but not normally used | [6 empty] | Accomack | 37.742 | -75.656 | Map | Map | PJM
40229 | Old Dominion Electric Coop | 60236 | Onancock Diesel Generation Facility | Electric Utility | VA | ODG7 |  | 2 | 2 | 2 | Petroleum Liquids | DFO | IC | 11 | 2002 |  |  | (SB) Standby/Backup: available for service but not normally used | [6 empty] | Accomack | 37.7454 | -75.7205 | Map | Map | PJM
40229 | Old Dominion Electric Coop | 60236 | Onancock Diesel Generation Facility | Electric Utility | VA | ODG8 |  | 2 | 2 | 2 | Petroleum Liquids | DFO | IC | 11 | 2002 |  |  | (SB) Standby/Backup: available for service but not normally used | [6 empty] | Accomack | 37.7454 | -75.7205 | Map | Map | PJM
7601 | Green Mountain Power Corp | 3743 | West Danville 15 | Electric Utility | VT | 1 |  | 1 | 1 | 1 | Conventional Hydroelectric | WAT | HY | 1 | 1917 |  |  | (OA) Out of service but expected to return to service in next calendar year | [6 empty] | Caledonia | 44.4056 | -72.1881 | Map | Map | ISNE
7601 | Green Mountain Power Corp | 6475 | Gorge 18 | Electric Utility | VT | 1 |  | 3 | 3 | 3 | Conventional Hydroelectric | WAT | HY | 1 | 1928 |  |  | (OA) Out of service but expected to return to service in next calendar year | [6 empty] | Chittenden | 44.49 | -73.1693 | Map | Map | ISNE
57123 | Middlebury College Biomass | 57804 | Middlebury College | Commercial CHP | VT | 2 |  | 0.6 | 0.4 | 0.6 | Wood/Wood Waste Biomass | WDS | ST | 1 | 1985 |  |  | (OA) Out of service but expected to return to service in next calendar year | [6 empty] | Addison | 44.0075 | -73.1769 | Map | Map | ISNE
2548 | City of Burlington Electric - (VT) | 589 | J C McNeil | Electric Utility | VT | 1 |  | 59.5 | 52 | 54 | Wood/Wood Waste Biomass | WDS | ST | 6 | 1984 |  |  | (OP) Operating | [6 empty] | Chittenden | 44.4917 | -73.2081 | Map | Map | ISNE
12989 | Village of Morrisville - (VT) | 678 | W K Sanders | Electric Utility | VT | 1 |  | 0.9 | 0.7 | 0.9 | Conventional Hydroelectric | WAT | HY | 7 | 1983 |  |  | (OP) Operating | [6 empty] | Lamoille | 44.6253 | -72.5309 | Map | Map | ISNE
12989 | Village of Morrisville - (VT) | 678 | W K Sanders | Electric Utility | VT | 2 |  | 0.9 | 0.7 | 0.9 | Conventional Hydroelectric | WAT | HY | 7 | 1983 |  |  | (OP) Operating | [6 empty] | Lamoille | 44.6253 | -72.5309 | Map | Map | ISNE
7601 | Green Mountain Power Corp | 788 | East Barnet | Electric Utility | VT | 1 |  | 2.2 | 1.9 | 1.9 | Conventional Hydroelectric | WAT | HY | 9 | 1984 |  |  | (OP) Operating | [6 empty] | Caledonia | 44.3263 | -72.0359 | Map | Map | ISNE
61122 | Great River Hydro, LLC | 2352 | Vernon Dam | IPP Non-CHP | VT | 1 |  | 2 | 2.4 | 2.4 | Conventional Hydroelectric | WAT | HY | 8 | 1909 |  |  | (OP) Operating | [6 empty] | Windham | 42.7717 | -72.5146 | Map | Map | ISNE
61122 | Great River Hydro, LLC | 2352 | Vernon Dam | IPP Non-CHP | VT | 10 |  | 4.2 | 4 | 4 | Conventional Hydroelectric | WAT | HY | 1 | 1921 |  |  | (OP) Operating | [6 empty] | Windham | 42.7717 | -72.5146 | Map | Map | ISNE
61122 | Great River Hydro, LLC | 2352 | Vernon Dam | IPP Non-CHP | VT | 2 |  | 2 | 2.4 | 2.4 | Conventional Hydroelectric | WAT | HY | 8 | 1909 |  |  | (OP) Operating | [6 empty] | Windham | 42.7717 | -72.5146 | Map | Map | ISNE
61122 | Great River Hydro, LLC | 2352 | Vernon Dam | IPP Non-CHP | VT | 3 |  | 2 | 2.4 | 2.4 | Conventional Hydroelectric | WAT | HY | 8 | 1909 |  |  | (OP) Operating | [6 empty] | Windham | 42.7717 | -72.5146 | Map | Map | ISNE
61122 | Great River Hydro, LLC | 2352 | Vernon Dam | IPP Non-CHP | VT | 4 |  | 2.5 | 2.4 | 2.4 | Conventional Hydroelectric | WAT | HY | 8 | 1909 |  |  | (OP) Operating | [6 empty] | Windham | 42.7717 | -72.5146 | Map | Map | ISNE
61122 | Great River Hydro, LLC | 2352 | Vernon Dam | IPP Non-CHP | VT | 5 |  | 4.5 | 3.6 | 3.6 | Conventional Hydroelectric | WAT | HY | 4 | 2008 |  |  | (OP) Operating | [6 empty] | Windham | 42.7717 | -72.5146 | Map | Map | ISNE
61122 | Great River Hydro, LLC | 2352 | Vernon Dam | IPP Non-CHP | VT | 6A |  | 5 | 4.5 | 4.5 | Conventional Hydroelectric | WAT | HY | 3 | 2008 |  |  | (OP) Operating | [6 empty] | Windham | 42.7717 | -72.5146 | Map | Map | ISNE
61122 | Great River Hydro, LLC | 2352 | Vernon Dam | IPP Non-CHP | VT | 7A |  | 5 | 4.5 | 4.5 | Conventional Hydroelectric | WAT | HY | 3 | 2008 |  |  | (OP) Operating | [6 empty] | Windham | 42.7717 | -72.5146 | Map | Map | ISNE
61122 | Great River Hydro, LLC | 2352 | Vernon Dam | IPP Non-CHP | VT | 8 |  | 4.5 | 3.6 | 3.6 | Conventional Hydroelectric | WAT | HY | 3 | 2008 |  |  | (OP) Operating | [6 empty] | Windham | 42.7717 | -72.5146 | Map | Map | ISNE
61122 | Great River Hydro, LLC | 2352 | Vernon Dam | IPP Non-CHP | VT | 9 |  | 4.2 | 4 | 4 | Conventional Hydroelectric | WAT | HY | 1 | 1921 |  |  | (OP) Operating | [6 empty] | Windham | 42.7717 | -72.5146 | Map | Map | ISNE
61122 | Great River Hydro, LLC | 2353 | Wilder | IPP Non-CHP | VT | GEN1 |  | 16.2 | 18.1 | 19 | Conventional Hydroelectric | WAT | HY | 11 | 1950 |  |  | (OP) Operating | [6 empty] | Windsor | 43.6679 | -72.3036 | Map | Map | ISNE
61122 | Great River Hydro, LLC | 2353 | Wilder | IPP Non-CHP | VT | GEN2 |  | 16.2 | 18.1 | 19 | Conventional Hydroelectric | WAT | HY | 11 | 1950 |  |  | (OP) Operating | [6 empty] | Windsor | 43.6679 | -72.3036 | Map | Map | ISNE
61122 | Great River Hydro, LLC | 2353 | Wilder | IPP Non-CHP | VT | GEN3 |  | 3.2 | 2.8 | 2.8 | Conventional Hydroelectric | WAT | HY | 10 | 1987 |  |  | (OP) Operating | [6 empty] | Windsor | 43.6679 | -72.3036 | Map | Map | ISNE
7601 | Green Mountain Power Corp | 3708 | Ascutney | Electric Utility | VT | GT4 |  | 13.2 | 9 | 13.4 | Petroleum Liquids | DFO | GT | 8 | 1961 |  |  | (OP) Operating | [6 empty] | Windsor | 43.4011 | -72.4203 | Map | Map | ISNE
7601 | Green Mountain Power Corp | 3709 | Smith (VT) | Electric Utility | VT | 1 |  | 1 | 0.7 | 0.9 | Conventional Hydroelectric | WAT | HY | 12 | 1982 |  |  | (OP) Operating | [6 empty] | Orange | 43.9921 | -72.1282 | Map | Map | ISNE
7601 | Green Mountain Power Corp | 3709 | Smith (VT) | Electric Utility | VT | HC2 |  | 0.5 | 0.2 | 0.4 | Conventional Hydroelectric | WAT | HY | 12 | 1982 |  |  | (OP) Operating | [6 empty] | Orange | 43.9921 | -72.1282 | Map | Map | ISNE
7601 | Green Mountain Power Corp | 3710 | Cavendish | Electric Utility | VT | 1 |  | 0.6 | 0.4 | 0.5 | Conventional Hydroelectric | WAT | HY | 2 | 1907 |  |  | (OP) Operating | [6 empty] | Windsor | 43.3812 | -72.5982 | Map | Map | ISNE
7601 | Green Mountain Power Corp | 3710 | Cavendish | Electric Utility | VT | 2 |  | 0.6 | 0.4 | 0.5 | Conventional Hydroelectric | WAT | HY | 2 | 1907 |  |  | (OP) Operating | [6 empty] | Windsor | 43.3812 | -72.5982 | Map | Map | ISNE
7601 | Green Mountain Power Corp | 3710 | Cavendish | Electric Utility | VT | 3 |  | 0.5 | 0.3 | 0.4 | Conventional Hydroelectric | WAT | HY | 2 | 1907 |  |  | (OP) Operating | [6 empty] | Windsor | 43.3812 | -72.5982 | Map | Map | ISNE
7601 | Green Mountain Power Corp | 3711 | Clark Falls | Electric Utility | VT | 1 |  | 3 | 3 | 3 | Conventional Hydroelectric | WAT | HY | 2 | 1937 |  |  | (OP) Operating | [6 empty] | Chittenden | 44.6356 | -73.12 | Map | Map | ISNE
7601 | Green Mountain Power Corp | 3712 | Fairfax Falls | Electric Utility | VT | 1 |  | 1.4 | 1.4 | 1.4 | Conventional Hydroelectric | WAT | HY | 2 | 1919 |  |  | (OP) Operating | [6 empty] | Franklin | 44.6534 | -72.9961 | Map | Map | ISNE
7601 | Green Mountain Power Corp | 3712 | Fairfax Falls | Electric Utility | VT | 2 |  | 2.1 | 2 | 2 | Conventional Hydroelectric | WAT | HY | 2 | 1919 |  |  | (OP) Operating | [6 empty] | Franklin | 44.6534 | -72.9961 | Map | Map | ISNE
7601 | Green Mountain Power Corp | 3714 | Glen | Electric Utility | VT | 1 |  | 1 | 1 | 1 | Conventional Hydroelectric | WAT | HY | 8 | 1920 |  |  | (OP) Operating | [6 empty] | Rutland | 43.6368 | -72.9758 | Map | Map | ISNE
7601 | Green Mountain Power Corp | 3714 | Glen | Electric Utility | VT | 2 |  | 1 | 1 | 1 | Conventional Hydroelectric | WAT | HY | 8 | 1920 |  |  | (OP) Operating | [6 empty] | Rutland | 43.6368 | -72.9758 | Map | Map | ISNE
7601 | Green Mountain Power Corp | 3716 | Lower Middlebury | Electric Utility | VT | 1 |  | 0.8 | 0.6 | 0.6 | Conventional Hydroelectric | WAT | HY | 8 | 1917 |  |  | (OP) Operating | [6 empty] | Addison | 44.0249 | -73.1768 | Map | Map | ISNE
7601 | Green Mountain Power Corp | 3716 | Lower Middlebury | Electric Utility | VT | 2 |  | 0.8 | 0.6 | 0.6 | Conventional Hydroelectric | WAT | HY | 8 | 1917 |  |  | (OP) Operating | [6 empty] | Addison | 44.0249 | -73.1768 | Map | Map | ISNE
7601 | Green Mountain Power Corp | 3716 | Lower Middlebury | Electric Utility | VT | 3 |  | 0.8 | 0.8 | 0.8 | Conventional Hydroelectric | WAT | HY | 8 | 1917 |  |  | (OP) Operating | [6 empty] | Addison | 44.0249 | -73.1768 | Map | Map | ISNE
7601 | Green Mountain Power Corp | 3717 | Milton | Electric Utility | VT | 1 |  | 3.7 | 3.5 | 3.5 | Conventional Hydroelectric | WAT | HY | 2 | 1929 |  |  | (OP) Operating | [6 empty] | Chittenden | 44.6414 | -73.1134 | Map | Map | ISNE
7601 | Green Mountain Power Corp | 3717 | Milton | Electric Utility | VT | 2 |  | 3.7 | 3.5 | 3.5 | Conventional Hydroelectric | WAT | HY | 8 | 1929 |  |  | (OP) Operating | [6 empty] | Chittenden | 44.6414 | -73.1134 | Map | Map | ISNE
7601 | Green Mountain Power Corp | 3720 | Peterson | Electric Utility | VT | 1 |  | 6.3 | 5.8 | 6.3 | Conventional Hydroelectric | WAT | HY | 2 | 1948 |  |  | (OP) Operating | [6 empty] | Chittenden | 44.6381 | -73.1625 | Map | Map | ISNE
7601 | Green Mountain Power Corp | 3722 | Pittsford | Electric Utility | VT | 1 |  | 1.3 | 1.3 | 1.4 | Conventional Hydroelectric | WAT | HY | 2 | 1914 |  |  | (OP) Operating | [6 empty] | Rutland | 43.694 | -72.955 | Map | Map | ISNE
7601 | Green Mountain Power Corp | 3722 | Pittsford | Electric Utility | VT | 2 |  | 1.3 | 1.3 | 1.4 | Conventional Hydroelectric | WAT | HY | 2 | 1914 |  |  | (OP) Operating | [6 empty] | Rutland | 43.694 | -72.955 | Map | Map | ISNE
7601 | Green Mountain Power Corp | 3722 | Pittsford | Electric Utility | VT | 3 |  | 1 | 0.6 | 0.6 | Conventional Hydroelectric | WAT | HY | 2 | 1914 |  |  | (OP) Operating | [6 empty] | Rutland | 43.694 | -72.955 | Map | Map | ISNE
7601 | Green Mountain Power Corp | 3723 | Rutland | Electric Utility | VT | GT5 |  | 13.2 | 8.4 | 12.8 | Petroleum Liquids | DFO | GT | 12 | 1962 |  |  | (OP) Operating | [6 empty] | Rutland | 43.603 | -72.9923 | Map | Map | ISNE
7601 | Green Mountain Power Corp | 3724 | Salisbury | Electric Utility | VT | 1 |  | 1.3 | 1.2 | 1.2 | Conventional Hydroelectric | WAT | HY | 2 | 1917 |  |  | (OP) Operating | [6 empty] | Addison | 43.8954 | -73.1007 | Map | Map | ISNE
7601 | Green Mountain Power Corp | 3725 | Silver Lake (VT) | Electric Utility | VT | 1 |  | 2.2 | 2.2 | 2.2 | Conventional Hydroelectric | WAT | HY | 2 | 1917 |  |  | (OP) Operating | [6 empty] | Addison | 43.8986 | -73.0531 | Map | Map | ISNE
7601 | Green Mountain Power Corp | 3728 | Weybridge | Electric Utility | VT | 1 |  | 3 | 3.4 | 3.4 | Conventional Hydroelectric | WAT | HY | 2 | 1951 |  |  | (OP) Operating | [6 empty] | Addison | 44.0661 | -73.2158 | Map | Map | ISNE
49852 | Great Bay Hydro Corp | 3731 | Newport | IPP Non-CHP | VT | 1 |  | 1.7 | 1.7 | 1.7 | Conventional Hydroelectric | WAT | HY | 1 | 1940 |  |  | (OP) Operating | [6 empty] | Orleans | 44.9376 | -72.18 | Map | Map | ISNE
49852 | Great Bay Hydro Corp | 3731 | Newport | IPP Non-CHP | VT | 2 |  | 1.7 | 1.7 | 1.7 | Conventional Hydroelectric | WAT | HY | 1 | 1944 |  |  | (OP) Operating | [6 empty] | Orleans | 44.9376 | -72.18 | Map | Map | ISNE
49852 | Great Bay Hydro Corp | 3731 | Newport | IPP Non-CHP | VT | 3 |  | 0.6 | 0.6 | 0.6 | Conventional Hydroelectric | WAT | HY | 1 | 1936 |  |  | (OP) Operating | [6 empty] | Orleans | 44.9376 | -72.18 | Map | Map | ISNE
7601 | Green Mountain Power Corp | 3734 | Berlin 5 | Electric Utility | VT | GT1 |  | 41.8 | 35 | 45.7 | Petroleum Liquids | KER | GT | 6 | 1972 |  |  | (OP) Operating | [6 empty] | Washington | 44.251 | -72.6027 | Map | Map | ISNE
7601 | Green Mountain Power Corp | 3735 | Colchester 16 | Electric Utility | VT | GT1 |  | 18 | 8.7 | 13.9 | Petroleum Liquids | DFO | GT | 10 | 1965 |  |  | (OP) Operating | [6 empty] | Chittenden | 44.4906 | -73.1703 | Map | Map | ISNE
7601 | Green Mountain Power Corp | 3737 | Essex Junction 19 | Electric Utility | VT | H1 |  | 1.8 | 1.8 | 1.8 | Conventional Hydroelectric | WAT | HY | 1 | 1917 |  |  | (OP) Operating | [6 empty] | Chittenden | 44.4821 | -73.1164 | Map | Map | ISNE
7601 | Green Mountain Power Corp | 3737 | Essex Junction 19 | Electric Utility | VT | H2 |  | 1.8 | 1.8 | 1.8 | Conventional Hydroelectric | WAT | HY | 1 | 1917 |  |  | (OP) Operating | [6 empty] | Chittenden | 44.4821 | -73.1164 | Map | Map | ISNE
7601 | Green Mountain Power Corp | 3737 | Essex Junction 19 | Electric Utility | VT | H3 |  | 1.8 | 1.8 | 1.8 | Conventional Hydroelectric | WAT | HY | 1 | 1917 |  |  | (OP) Operating | [6 empty] | Chittenden | 44.4821 | -73.1164 | Map | Map | ISNE
7601 | Green Mountain Power Corp | 3737 | Essex Junction 19 | Electric Utility | VT | H4 |  | 1.8 | 1.8 | 1.8 | Conventional Hydroelectric | WAT | HY | 1 | 1917 |  |  | (OP) Operating | [6 empty] | Chittenden | 44.4821 | -73.1164 | Map | Map | ISNE
7601 | Green Mountain Power Corp | 3737 | Essex Junction 19 | Electric Utility | VT | H9 |  | 0.8 | 0.8 | 0.8 | Conventional Hydroelectric | WAT | HY | 3 | 2008 |  |  | (OP) Operating | [6 empty] | Chittenden | 44.4821 | -73.1164 | Map | Map | ISNE
7601 | Green Mountain Power Corp | 3737 | Essex Junction 19 | Electric Utility | VT | IC-5 |  | 2 | 1.8 | 1.8 | Petroleum Liquids | DFO | IC | 10 | 2007 |  |  | (OP) Operating | [6 empty] | Chittenden | 44.4821 | -73.1164 | Map | Map | ISNE
7601 | Green Mountain Power Corp | 3737 | Essex Junction 19 | Electric Utility | VT | IC-6 |  | 2 | 1.8 | 1.8 | Petroleum Liquids | DFO | IC | 10 | 2007 |  |  | (OP) Operating | [6 empty] | Chittenden | 44.4821 | -73.1164 | Map | Map | ISNE
7601 | Green Mountain Power Corp | 3737 | Essex Junction 19 | Electric Utility | VT | IC-7 |  | 2 | 1.8 | 1.8 | Petroleum Liquids | DFO | IC | 10 | 2007 |  |  | (OP) Operating | [6 empty] | Chittenden | 44.4821 | -73.1164 | Map | Map | ISNE
7601 | Green Mountain Power Corp | 3737 | Essex Junction 19 | Electric Utility | VT | IC-8 |  | 2 | 1.8 | 1.8 | Petroleum Liquids | DFO | IC | 10 | 2007 |  |  | (OP) Operating | [6 empty] | Chittenden | 44.4821 | -73.1164 | Map | Map | ISNE
7601 | Green Mountain Power Corp | 3739 | Marshfield 6 | Electric Utility | VT | 1 |  | 5 | 5 | 5 | Conventional Hydroelectric | WAT | HY | 1 | 1927 |  |  | (OP) Operating | [6 empty] | Washington | 44.3606 | -72.3356 | Map | Map | ISNE
7601 | Green Mountain Power Corp | 3740 | Middlesex 2 | Electric Utility | VT | 1 |  | 1.6 | 1.6 | 1.6 | Conventional Hydroelectric | WAT | HY | 1 | 1928 |  |  | (OP) Operating | [6 empty] | Washington | 44.2924 | -72.6824 | Map | Map | ISNE
7601 | Green Mountain Power Corp | 3740 | Middlesex 2 | Electric Utility | VT | 2 |  | 1.6 | 1.6 | 1.6 | Conventional Hydroelectric | WAT | HY | 1 | 1928 |  |  | (OP) Operating | [6 empty] | Washington | 44.2924 | -72.6824 | Map | Map | ISNE
61122 | Great River Hydro, LLC | 3745 | Bellows Falls | IPP Non-CHP | VT | GEN1 |  | 13.6 | 15.7 | 15.7 | Conventional Hydroelectric | WAT | HY | 3 | 1928 |  |  | (OP) Operating | [6 empty] | Windham | 43.1375 | -72.4464 | Map | Map | ISNE
61122 | Great River Hydro, LLC | 3745 | Bellows Falls | IPP Non-CHP | VT | GEN2 |  | 13.6 | 15.7 | 15.7 | Conventional Hydroelectric | WAT | HY | 3 | 1928 |  |  | (OP) Operating | [6 empty] | Windham | 43.1375 | -72.4464 | Map | Map | ISNE
61122 | Great River Hydro, LLC | 3745 | Bellows Falls | IPP Non-CHP | VT | GEN3 |  | 13.6 | 15.7 | 15.7 | Conventional Hydroelectric | WAT | HY | 4 | 1928 |  |  | (OP) Operating | [6 empty] | Windham | 43.1375 | -72.4464 | Map | Map | ISNE
61122 | Great River Hydro, LLC | 3746 | Harriman | IPP Non-CHP | VT | GEN1 |  | 11.2 | 13.6 | 12.8 | Conventional Hydroelectric | WAT | HY | 5 | 1924 |  |  | (OP) Operating | [6 empty] | Windham | 42.7936 | -72.9144 | Map | Map | ISNE
61122 | Great River Hydro, LLC | 3746 | Harriman | IPP Non-CHP | VT | GEN2 |  | 11.2 | 13.6 | 12.8 | Conventional Hydroelectric | WAT | HY | 6 | 1924 |  |  | (OP) Operating | [6 empty] | Windham | 42.7936 | -72.9144 | Map | Map | ISNE
61122 | Great River Hydro, LLC | 3746 | Harriman | IPP Non-CHP | VT | GEN3 |  | 11.2 | 13.6 | 12.8 | Conventional Hydroelectric | WAT | HY | 11 | 1924 |  |  | (OP) Operating | [6 empty] | Windham | 42.7936 | -72.9144 | Map | Map | ISNE
15472 | Public Service Co of NH | 3750 | Canaan | Electric Utility | VT | 1 |  | 1.1 | 1.1 | 1.1 | Conventional Hydroelectric | WAT | HY | 8 | 1927 |  |  | (OP) Operating | [6 empty] | Essex | 44.9993 | -71.5302 | Map | Map | ISNE
1299 | Barton Village, Inc | 3753 | West Charleston | Electric Utility | VT | 1 |  | 0.7 | 0.7 | 0.7 | Conventional Hydroelectric | WAT | HY | 7 | 1931 |  |  | (OP) Operating | [6 empty] | Orleans | 44.8874 | -72.0554 | Map | Map | ISNE
1299 | Barton Village, Inc | 3753 | West Charleston | Electric Utility | VT | 2 |  | 0.7 | 0.6 | 0.6 | Conventional Hydroelectric | WAT | HY | 10 | 1948 |  |  | (OP) Operating | [6 empty] | Orleans | 44.8874 | -72.0554 | Map | Map | ISNE
2548 | City of Burlington Electric - (VT) | 3754 | Burlington GT | Electric Utility | VT | GT1 |  | 25.5 | 19.7 | 23.4 | Petroleum Liquids | DFO | GT | 9 | 1971 |  |  | (OP) Operating | [6 empty] | Chittenden | 44.4814 | -73.2239 | Map | Map | ISNE
11359 | Village of Lyndonville - (VT) | 3762 | Great Falls (VT) | Electric Utility | VT | 1 |  | 0.3 | 0.3 | 0.3 | Conventional Hydroelectric | WAT | HY | 8 | 1915 |  |  | (OP) Operating | [6 empty] | Caledonia | 44.5002 | -71.9989 | Map | Map | ISNE
11359 | Village of Lyndonville - (VT) | 3762 | Great Falls (VT) | Electric Utility | VT | 2 |  | 0.3 | 0.3 | 0.3 | Conventional Hydroelectric | WAT | HY | 8 | 1915 |  |  | (OP) Operating | [6 empty] | Caledonia | 44.5002 | -71.9989 | Map | Map | ISNE
11359 | Village of Lyndonville - (VT) | 3762 | Great Falls (VT) | Electric Utility | VT | 3 |  | 1.3 | 1.3 | 1.3 | Conventional Hydroelectric | WAT | HY | 2 | 1979 |  |  | (OP) Operating | [6 empty] | Caledonia | 44.5002 | -71.9989 | Map | Map | ISNE
12989 | Village of Morrisville - (VT) | 3764 | Morrisville | Electric Utility | VT | 1 |  | 0.6 | 0.5 | 0.6 | Conventional Hydroelectric | WAT | HY | 8 | 1924 |  |  | (OP) Operating | [6 empty] | Lamoille | 44.5618 | -72.6024 | Map | Map | ISNE
12989 | Village of Morrisville - (VT) | 3764 | Morrisville | Electric Utility | VT | 2 |  | 1.2 | 1 | 1.2 | Conventional Hydroelectric | WAT | HY | 8 | 1924 |  |  | (OP) Operating | [6 empty] | Lamoille | 44.5618 | -72.6024 | Map | Map | ISNE
12989 | Village of Morrisville - (VT) | 3765 | Cadys Falls | Electric Utility | VT | 1 |  | 0.8 | 0.5 | 0.5 | Conventional Hydroelectric | WAT | HY | 8 | 1914 |  |  | (OP) Operating | [6 empty] | Lamoille | 44.5776 | -72.6119 | Map | Map | ISNE
12989 | Village of Morrisville - (VT) | 3765 | Cadys Falls | Electric Utility | VT | 2 |  | 0.8 | 0.6 | 0.6 | Conventional Hydroelectric | WAT | HY | 8 | 1947 |  |  | (OP) Operating | [6 empty] | Lamoille | 44.5776 | -72.6119 | Map | Map | ISNE
7601 | Green Mountain Power Corp | 6450 | Proctor | Electric Utility | VT | 1 |  | 1.6 | 1.6 | 1.6 | Conventional Hydroelectric | WAT | HY | 8 | 1927 |  |  | (OP) Operating | [6 empty] | Rutland | 43.6628 | -73.034 | Map | Map | ISNE
7601 | Green Mountain Power Corp | 6450 | Proctor | Electric Utility | VT | 2 |  | 0.8 | 0.7 | 0.7 | Conventional Hydroelectric | WAT | HY | 8 | 1905 |  |  | (OP) Operating | [6 empty] | Rutland | 43.6628 | -73.034 | Map | Map | ISNE
7601 | Green Mountain Power Corp | 6450 | Proctor | Electric Utility | VT | 3 |  | 0.8 | 0.7 | 0.7 | Conventional Hydroelectric | WAT | HY | 8 | 1905 |  |  | (OP) Operating | [6 empty] | Rutland | 43.6628 | -73.034 | Map | Map | ISNE
7601 | Green Mountain Power Corp | 6450 | Proctor | Electric Utility | VT | 4 |  | 0.8 | 0.7 | 0.7 | Conventional Hydroelectric | WAT | HY | 8 | 1905 |  |  | (OP) Operating | [6 empty] | Rutland | 43.6628 | -73.034 | Map | Map | ISNE
7601 | Green Mountain Power Corp | 6450 | Proctor | Electric Utility | VT | 5 |  | 2.9 | 2.8 | 2.9 | Conventional Hydroelectric | WAT | HY | 10 | 1984 |  |  | (OP) Operating | [6 empty] | Rutland | 43.6628 | -73.034 | Map | Map | ISNE
7601 | Green Mountain Power Corp | 6451 | Beldens | Electric Utility | VT | 1 |  | 0.8 | 0.6 | 0.8 | Conventional Hydroelectric | WAT | HY | 8 | 1913 |  |  | (OP) Operating | [6 empty] | Addison | 44.0525 | -73.1762 | Map | Map | ISNE
7601 | Green Mountain Power Corp | 6451 | Beldens | Electric Utility | VT | 2 |  | 0.8 | 0.6 | 0.8 | Conventional Hydroelectric | WAT | HY | 8 | 1913 |  |  | (OP) Operating | [6 empty] | Addison | 44.0525 | -73.1762 | Map | Map | ISNE
7601 | Green Mountain Power Corp | 6451 | Beldens | Electric Utility | VT | HC3 |  | 4.1 | 3.2 | 4.1 | Conventional Hydroelectric | WAT | HY | 12 | 1988 |  |  | (OP) Operating | [6 empty] | Addison | 44.0525 | -73.1762 | Map | Map | ISNE
61122 | Great River Hydro, LLC | 6483 | Mcindoes | IPP Non-CHP | VT | GEN1 |  | 2.6 | 2.3 | 2.4 | Conventional Hydroelectric | WAT | HY | 1 | 1931 |  |  | (OP) Operating | [6 empty] | Caledonia | 44.2603 | -72.0592 | Map | Map | ISNE
61122 | Great River Hydro, LLC | 6483 | Mcindoes | IPP Non-CHP | VT | GEN2 |  | 2.6 | 2.3 | 2.4 | Conventional Hydroelectric | WAT | HY | 1 | 1931 |  |  | (OP) Operating | [6 empty] | Caledonia | 44.2603 | -72.0592 | Map | Map | ISNE
61122 | Great River Hydro, LLC | 6483 | Mcindoes | IPP Non-CHP | VT | GEN3 |  | 2.6 | 2.8 | 3 | Conventional Hydroelectric | WAT | HY | 1 | 1931 |  |  | (OP) Operating | [6 empty] | Caledonia | 44.2603 | -72.0592 | Map | Map | ISNE
61122 | Great River Hydro, LLC | 6483 | Mcindoes | IPP Non-CHP | VT | GEN4 |  | 2.6 | 2.8 | 3 | Conventional Hydroelectric | WAT | HY | 1 | 1931 |  |  | (OP) Operating | [6 empty] | Caledonia | 44.2603 | -72.0592 | Map | Map | ISNE
7601 | Green Mountain Power Corp | 6519 | Vergennes 9 | Electric Utility | VT | 1 |  | 0.7 | 0.7 | 0.7 | Conventional Hydroelectric | WAT | HY | 1 | 1912 |  |  | (OP) Operating | [6 empty] | Addison | 44.1664 | -73.2575 | Map | Map | ISNE
7601 | Green Mountain Power Corp | 6519 | Vergennes 9 | Electric Utility | VT | 2 |  | 0.7 | 0.7 | 0.7 | Conventional Hydroelectric | WAT | HY | 1 | 1912 |  |  | (OP) Operating | [6 empty] | Addison | 44.1664 | -73.2575 | Map | Map | ISNE
7601 | Green Mountain Power Corp | 6519 | Vergennes 9 | Electric Utility | VT | 4 |  | 1 | 1 | 1 | Conventional Hydroelectric | WAT | HY | 1 | 1943 |  |  | (OP) Operating | [6 empty] | Addison | 44.1664 | -73.2575 | Map | Map | ISNE
7601 | Green Mountain Power Corp | 6519 | Vergennes 9 | Electric Utility | VT | 5 |  | 2 | 2 | 2 | Petroleum Liquids | DFO | IC | 11 | 1963 |  |  | (OP) Operating | [6 empty] | Addison | 44.1664 | -73.2575 | Map | Map | ISNE
7601 | Green Mountain Power Corp | 6519 | Vergennes 9 | Electric Utility | VT | 6 |  | 2 | 2 | 2 | Petroleum Liquids | DFO | IC | 11 | 1964 |  |  | (OP) Operating | [6 empty] | Addison | 44.1664 | -73.2575 | Map | Map | ISNE
7601 | Green Mountain Power Corp | 6520 | Waterbury 22 | Electric Utility | VT | 1 |  | 5.5 | 5 | 5 | Conventional Hydroelectric | WAT | HY | 6 | 1953 |  |  | (OP) Operating | [6 empty] | Washington | 44.3813 | -72.7677 | Map | Map | ISNE
61122 | Great River Hydro, LLC | 6529 | Searsburg | IPP Non-CHP | VT | GEN1 |  | 4 | 4.5 | 4.6 | Conventional Hydroelectric | WAT | HY | 3 | 1922 |  |  | (OP) Operating | [6 empty] | Bennington | 42.8708 | -72.9273 | Map | Map | ISNE
18371 | Village of Swanton - (VT) | 6618 | Highgate Falls | Electric Utility | VT | 1 |  | 1.1 | 1 | 1 | Conventional Hydroelectric | WAT | HY | 8 | 1930 |  |  | (OP) Operating | [6 empty] | Franklin | 44.9336 | -73.0511 | Map | Map | ISNE
18371 | Village of Swanton - (VT) | 6618 | Highgate Falls | Electric Utility | VT | 2 |  | 1 | 1 | 1 | Conventional Hydroelectric | WAT | HY | 8 | 1923 |  |  | (OP) Operating | [6 empty] | Franklin | 44.9336 | -73.0511 | Map | Map | ISNE
18371 | Village of Swanton - (VT) | 6618 | Highgate Falls | Electric Utility | VT | 3 |  | 3.2 | 2.9 | 2.9 | Conventional Hydroelectric | WAT | HY | 8 | 1954 |  |  | (OP) Operating | [6 empty] | Franklin | 44.9336 | -73.0511 | Map | Map | ISNE
18371 | Village of Swanton - (VT) | 6618 | Highgate Falls | Electric Utility | VT | 4 |  | 5.8 | 4.8 | 4.8 | Conventional Hydroelectric | WAT | HY | 5 | 1990 |  |  | (OP) Operating | [6 empty] | Franklin | 44.9336 | -73.0511 | Map | Map | ISNE
20151 | Washington Electric Coop - (VT) | 7051 | Wrightsville Hydro Plant | Electric Utility | VT | 1 |  | 0.1 | 0.1 | 0.1 | Conventional Hydroelectric | WAT | HY | 9 | 1985 |  |  | (OP) Operating | [6 empty] | Washington | 44.3097 | -72.5753 | Map | Map | ISNE
20151 | Washington Electric Coop - (VT) | 7051 | Wrightsville Hydro Plant | Electric Utility | VT | 2 |  | 0.3 | 0.2 | 0.2 | Conventional Hydroelectric | WAT | HY | 9 | 1985 |  |  | (OP) Operating | [6 empty] | Washington | 44.3097 | -72.5753 | Map | Map | ISNE
20151 | Washington Electric Coop - (VT) | 7051 | Wrightsville Hydro Plant | Electric Utility | VT | 3 |  | 0.6 | 0.4 | 0.4 | Conventional Hydroelectric | WAT | HY | 9 | 1985 |  |  | (OP) Operating | [6 empty] | Washington | 44.3097 | -72.5753 | Map | Map | ISNE
7601 | Green Mountain Power Corp | 7056 | Bolton Falls | Electric Utility | VT | 1 |  | 4.4 | 3.9 | 3.9 | Conventional Hydroelectric | WAT | HY | 11 | 1986 |  |  | (OP) Operating | [6 empty] | Washington | 44.3594 | -72.8167 | Map | Map | ISNE
7601 | Green Mountain Power Corp | 7056 | Bolton Falls | Electric Utility | VT | 2 |  | 4.4 | 3.9 | 3.9 | Conventional Hydroelectric | WAT | HY | 11 | 1986 |  |  | (OP) Operating | [6 empty] | Washington | 44.3594 | -72.8167 | Map | Map | ISNE
7601 | Green Mountain Power Corp | 7381 | Searsburg Wind Turbine | Electric Utility | VT | 1 |  | 6 | 5.2 | 5 | Onshore Wind Turbine | WND | WT | 6 | 1997 |  |  | (OP) Operating | [6 empty] | Bennington | 42.8625 | -72.9628 | Map | Map | ISNE
9093 | Hydro Energies Inc | 10137 | Deweys Mill | IPP Non-CHP | VT | GEN1 |  | 2.5 | 2.4 | 2.3 | Conventional Hydroelectric | WAT | HY | 6 | 1989 |  |  | (OP) Operating | [6 empty] | Windsor | 43.6411 | -72.4061 | Map | Map | ISNE
9093 | Hydro Energies Inc | 10137 | Deweys Mill | IPP Non-CHP | VT | GEN2 |  | 0.5 | 0.5 | 0.5 | Conventional Hydroelectric | WAT | HY | 6 | 1989 |  |  | (OP) Operating | [6 empty] | Windsor | 43.6411 | -72.4061 | Map | Map | ISNE
34612 | Sheldon Vermont Hydro Co., Inc. | 10494 | Sheldon Springs Hydroelectric | IPP Non-CHP | VT | IG-1 |  | 1.8 | 1.7 | 1.7 | Conventional Hydroelectric | WAT | HY | 7 | 1988 |  |  | (OP) Operating | [6 empty] | Franklin | 44.9108 | -72.9736 | Map | Map | ISNE
34612 | Sheldon Vermont Hydro Co., Inc. | 10494 | Sheldon Springs Hydroelectric | IPP Non-CHP | VT | IG-2 |  | 1.8 | 1.7 | 1.7 | Conventional Hydroelectric | WAT | HY | 7 | 1988 |  |  | (OP) Operating | [6 empty] | Franklin | 44.9108 | -72.9736 | Map | Map | ISNE
34612 | Sheldon Vermont Hydro Co., Inc. | 10494 | Sheldon Springs Hydroelectric | IPP Non-CHP | VT | IG-3 |  | 0.2 | 0.2 | 0.2 | Conventional Hydroelectric | WAT | HY | 7 | 1988 |  |  | (OP) Operating | [6 empty] | Franklin | 44.9108 | -72.9736 | Map | Map | ISNE
34612 | Sheldon Vermont Hydro Co., Inc. | 10494 | Sheldon Springs Hydroelectric | IPP Non-CHP | VT | SG-1 |  | 10.2 | 9.7 | 9.4 | Conventional Hydroelectric | WAT | HY | 7 | 1988 |  |  | (OP) Operating | [6 empty] | Franklin | 44.9108 | -72.9736 | Map | Map | ISNE
34612 | Sheldon Vermont Hydro Co., Inc. | 10494 | Sheldon Springs Hydroelectric | IPP Non-CHP | VT | SG-2 |  | 10.2 | 9.7 | 9.4 | Conventional Hydroelectric | WAT | HY | 7 | 1988 |  |  | (OP) Operating | [6 empty] | Franklin | 44.9108 | -72.9736 | Map | Map | ISNE
34612 | Sheldon Vermont Hydro Co., Inc. | 10494 | Sheldon Springs Hydroelectric | IPP Non-CHP | VT | SG-3 |  | 1 | 1 | 0.9 | Conventional Hydroelectric | WAT | HY | 7 | 1988 |  |  | (OP) Operating | [6 empty] | Franklin | 44.9108 | -72.9736 | Map | Map | ISNE
56467 | Ampersand Gilman Hydro LP | 10608 | Gilman Mill | IPP Non-CHP | VT | GEN1 |  | 2.2 | 2.1 | 2.1 | Conventional Hydroelectric | WAT | HY | 3 | 1986 |  |  | (OP) Operating | [6 empty] | Essex | 44.4122 | -71.7228 | Map | Map | ISNE
56467 | Ampersand Gilman Hydro LP | 10608 | Gilman Mill | IPP Non-CHP | VT | GEN2 |  | 1 | 0.9 | 0.9 | Conventional Hydroelectric | WAT | HY | 1 | 1966 |  |  | (OP) Operating | [6 empty] | Essex | 44.4122 | -71.7228 | Map | Map | ISNE
56467 | Ampersand Gilman Hydro LP | 10608 | Gilman Mill | IPP Non-CHP | VT | GEN3 |  | 0.8 | 0.7 | 0.7 | Conventional Hydroelectric | WAT | HY | 1 | 1941 |  |  | (OP) Operating | [6 empty] | Essex | 44.4122 | -71.7228 | Map | Map | ISNE
56467 | Ampersand Gilman Hydro LP | 10608 | Gilman Mill | IPP Non-CHP | VT | GEN4 |  | 0.8 | 0.6 | 0.6 | Conventional Hydroelectric | WAT | HY | 1 | 1941 |  |  | (OP) Operating | [6 empty] | Essex | 44.4122 | -71.7228 | Map | Map | ISNE
38001 | Ottauquechee Hydro Company, Inc. | 50126 | Ottauquechee Hydro | IPP Non-CHP | VT | 1 |  | 1.2 | 1.1 | 1.1 | Conventional Hydroelectric | WAT | HY | 7 | 1987 |  |  | (OP) Operating | [6 empty] | Windsor | 43.5933 | -72.3506 | Map | Map | ISNE
38001 | Ottauquechee Hydro Company, Inc. | 50126 | Ottauquechee Hydro | IPP Non-CHP | VT | 2 |  | 0.6 | 0.6 | 0.6 | Conventional Hydroelectric | WAT | HY | 4 | 1983 |  |  | (OP) Operating | [6 empty] | Windsor | 43.5933 | -72.3506 | Map | Map | ISNE
1966 | Boltonville Hydro Associates | 50539 | Boltonville Hydro Associates | IPP Non-CHP | VT | 1 |  | 0.5 | 0.5 | 0.5 | Conventional Hydroelectric | WAT | HY | 7 | 1984 |  |  | (OP) Operating | [6 empty] | Orange | 44.1706 | -72.0994 | Map | Map | ISNE
1966 | Boltonville Hydro Associates | 50539 | Boltonville Hydro Associates | IPP Non-CHP | VT | 2 |  | 0.3 | 0.3 | 0.3 | Conventional Hydroelectric | WAT | HY | 7 | 1984 |  |  | (OP) Operating | [6 empty] | Orange | 44.1706 | -72.0994 | Map | Map | ISNE
1966 | Boltonville Hydro Associates | 50539 | Boltonville Hydro Associates | IPP Non-CHP | VT | 3 |  | 0.3 | 0.3 | 0.3 | Conventional Hydroelectric | WAT | HY | 12 | 1989 |  |  | (OP) Operating | [6 empty] | Orange | 44.1706 | -72.0994 | Map | Map | ISNE
7601 | Green Mountain Power Corp | 50713 | Huntington Falls | Electric Utility | VT | GEN1 |  | 0.8 | 0.8 | 0.7 | Conventional Hydroelectric | WAT | HY | 10 | 1988 |  |  | (OP) Operating | [6 empty] | Addison | 44.0703 | -73.1961 | Map | Map | ISNE
7601 | Green Mountain Power Corp | 50713 | Huntington Falls | Electric Utility | VT | GEN2 |  | 0.8 | 0.8 | 0.7 | Conventional Hydroelectric | WAT | HY | 10 | 1988 |  |  | (OP) Operating | [6 empty] | Addison | 44.0703 | -73.1961 | Map | Map | ISNE
7601 | Green Mountain Power Corp | 50713 | Huntington Falls | Electric Utility | VT | GEN3 |  | 4.1 | 3.9 | 3.8 | Conventional Hydroelectric | WAT | HY | 10 | 1988 |  |  | (OP) Operating | [6 empty] | Addison | 44.0703 | -73.1961 | Map | Map | ISNE
54824 | ENGIE | 51026 | Ryegate Power Station | IPP Non-CHP | VT | GEN1 |  | 21.5 | 20 | 20 | Wood/Wood Waste Biomass | WDS | ST | 9 | 1992 |  |  | (OP) Operating | [6 empty] | Caledonia | 44.2131 | -72.0572 | Map | Map | ISNE
2548 | City of Burlington Electric - (VT) | 54355 | Chace Mill Winooski One | Electric Utility | VT | GEN1 |  | 2.5 | 2.5 | 2.5 | Conventional Hydroelectric | WAT | HY | 4 | 1993 |  |  | (OP) Operating | [6 empty] | Chittenden | 44.49 | -73.1875 | Map | Map | ISNE
2548 | City of Burlington Electric - (VT) | 54355 | Chace Mill Winooski One | Electric Utility | VT | GEN2 |  | 2.5 | 2.5 | 2.5 | Conventional Hydroelectric | WAT | HY | 4 | 1993 |  |  | (OP) Operating | [6 empty] | Chittenden | 44.49 | -73.1875 | Map | Map | ISNE
2548 | City of Burlington Electric - (VT) | 54355 | Chace Mill Winooski One | Electric Utility | VT | GEN3 |  | 2.5 | 2.5 | 2.5 | Conventional Hydroelectric | WAT | HY | 4 | 1993 |  |  | (OP) Operating | [6 empty] | Chittenden | 44.49 | -73.1875 | Map | Map | ISNE
57249 | EPP Renewable Energy | 56891 | Moretown | IPP Non-CHP | VT | GEN 2 |  | 1.6 | 1.6 | 1.6 | Landfill Gas | LFG | IC | 12 | 2008 |  |  | (OP) Operating | [6 empty] | Washington | 44.3122 | -72.7114 | Map | Map | ISNE
59155 | First Wind O&M, LLC | 57080 | Sheffield Wind | IPP Non-CHP | VT | 1 |  | 40 | 40 | 40 | Onshore Wind Turbine | WND | WT | 10 | 2011 |  |  | (OP) Operating | [6 empty] | Caledonia | 44.676 | -72.1013 | Map | Map | ISNE
56795 | Chittenden County Solar Partners LLC | 57481 | Chittenden County Solar Partners | IPP Non-CHP | VT | 01 |  | 2.2 | 2.2 | 2.2 | Solar Photovoltaic | SUN | PV | 5 | 2011 |  |  | (OP) Operating | [6 empty] | Chittenden | 44.4361 | -73.1453 | Map | Map | ISNE
57123 | Middlebury College Biomass | 57804 | Middlebury College | Commercial CHP | VT | 3 |  | 0.8 | 0.3 | 0.8 | Wood/Wood Waste Biomass | WDS | ST | 1 | 1999 |  |  | (OP) Operating | [6 empty] | Addison | 44.0075 | -73.1769 | Map | Map | ISNE
7601 | Green Mountain Power Corp | 57979 | Kingdom Community Wind | Electric Utility | VT | KCW |  | 65 | 65 | 65 | Onshore Wind Turbine | WND | WT | 11 | 2012 |  |  | (OP) Operating | [6 empty] | Orleans | 44.7483 | -72.4253 | Map | Map | ISNE
57354 | X-Elio North America Inc | 58144 | SVEP Solar Project Company | IPP Non-CHP | VT | SVEP1 |  | 2 | 2 | 2 | Solar Photovoltaic | SUN | PV | 12 | 2012 |  |  | (OP) Operating | [6 empty] | Bennington | 42.7536 | -73.2261 | Map | Map | ISNE
57354 | X-Elio North America Inc | 58145 | Williamstown Solar | IPP Non-CHP | VT | WTS_1 |  | 2 | 2 | 2 | Solar Photovoltaic | SUN | PV | 12 | 2012 |  |  | (OP) Operating | [6 empty] | Orange | 44.1131 | -72.6058 | Map | Map | ISNE
58212 | Georgia Mountain Community Wind, LLC | 58238 | Georgia Mountain Community Wind Farm | IPP Non-CHP | VT | GMCW |  | 10 | 10 | 10 | Onshore Wind Turbine | WND | WT | 12 | 2012 |  |  | (OP) Operating | [6 empty] | Chittenden | 44.6617 | -73.07 | Map | Map | ISNE
58511 | SunGen Sharon 1 LLC | 58541 | SunGen Sharon 1 LLC | IPP Non-CHP | VT | 1 |  | 1.8 | 1.8 | 1.8 | Solar Photovoltaic | SUN | PV | 8 | 2012 |  |  | (OP) Operating | [6 empty] | Windsor | 43.79 | -72.49 | Map | Map | ISNE
59380 | Enel Green Power NA, Inc. | 58824 | Sheldon Solar | IPP Non-CHP | VT | I402 |  | 2.3 | 2.3 | 2.3 | Solar Photovoltaic | SUN | PV | 9 | 2013 |  |  | (OP) Operating | [6 empty] | Franklin | 44.9106 | -72.9794 | Map | Map | ISNE
58800 | Cross Pollination Inc | 58935 | Open View Solar Farm | IPP Non-CHP | VT | PV |  | 2 | 1.9 | 1.9 | Solar Photovoltaic | SUN | PV | 9 | 2013 |  |  | (OP) Operating | [6 empty] | Addison | 44.1394 | -73.2039 | Map | Map | ISNE
58825 | WE 90 Technology Drive LLC | 58964 | Technology Drive Solar | IPP Non-CHP | VT | PV1 |  | 2 | 2 | 2 | Solar Photovoltaic | SUN | PV | 9 | 2014 |  |  | (OP) Operating | [6 empty] | Windham | 42.8761 | -72.5658 | Map | Map | ISNE
58877 | Blue Heron Hydro LLC | 59040 | Ball Mountain Hydro | IPP Non-CHP | VT | GEN 1 |  | 0.2 | 0.2 | 0.2 | Conventional Hydroelectric | WAT | HY | 4 | 2016 |  |  | (OP) Operating | [6 empty] | Windham | 43.1269 | -72.7761 | Map | Map | ISNE
58877 | Blue Heron Hydro LLC | 59040 | Ball Mountain Hydro | IPP Non-CHP | VT | GEN 2 |  | 0.2 | 0.2 | 0.2 | Conventional Hydroelectric | WAT | HY | 4 | 2016 |  |  | (OP) Operating | [6 empty] | Windham | 43.1269 | -72.7761 | Map | Map | ISNE
58877 | Blue Heron Hydro LLC | 59040 | Ball Mountain Hydro | IPP Non-CHP | VT | GEN 3 |  | 0.2 | 0.2 | 0.2 | Conventional Hydroelectric | WAT | HY | 4 | 2016 |  |  | (OP) Operating | [6 empty] | Windham | 43.1269 | -72.7761 | Map | Map | ISNE
58877 | Blue Heron Hydro LLC | 59040 | Ball Mountain Hydro | IPP Non-CHP | VT | GEN 5 |  | 0.2 | 0.2 | 0.2 | Conventional Hydroelectric | WAT | HY | 4 | 2016 |  |  | (OP) Operating | [6 empty] | Windham | 43.1269 | -72.7761 | Map | Map | ISNE
58877 | Blue Heron Hydro LLC | 59040 | Ball Mountain Hydro | IPP Non-CHP | VT | GEN 6 |  | 0.2 | 0.2 | 0.2 | Conventional Hydroelectric | WAT | HY | 4 | 2016 |  |  | (OP) Operating | [6 empty] | Windham | 43.1269 | -72.7761 | Map | Map | ISNE
58877 | Blue Heron Hydro LLC | 59040 | Ball Mountain Hydro | IPP Non-CHP | VT | GEN 7 |  | 0.2 | 0.2 | 0.2 | Conventional Hydroelectric | WAT | HY | 4 | 2016 |  |  | (OP) Operating | [6 empty] | Windham | 43.1269 | -72.7761 | Map | Map | ISNE
58877 | Blue Heron Hydro LLC | 59040 | Ball Mountain Hydro | IPP Non-CHP | VT | GEN 8 |  | 0.2 | 0.2 | 0.2 | Conventional Hydroelectric | WAT | HY | 4 | 2016 |  |  | (OP) Operating | [6 empty] | Windham | 43.1269 | -72.7761 | Map | Map | ISNE
58877 | Blue Heron Hydro LLC | 59040 | Ball Mountain Hydro | IPP Non-CHP | VT | GEN 9 |  | 0.2 | 0.2 | 0.2 | Conventional Hydroelectric | WAT | HY | 4 | 2016 |  |  | (OP) Operating | [6 empty] | Windham | 43.1269 | -72.7761 | Map | Map | ISNE
58877 | Blue Heron Hydro LLC | 59040 | Ball Mountain Hydro | IPP Non-CHP | VT | GEN10 |  | 0.2 | 0.2 | 0.2 | Conventional Hydroelectric | WAT | HY | 4 | 2016 |  |  | (OP) Operating | [6 empty] | Windham | 43.1269 | -72.7761 | Map | Map | ISNE
58877 | Blue Heron Hydro LLC | 59040 | Ball Mountain Hydro | IPP Non-CHP | VT | GEN11 |  | 0.2 | 0.2 | 0.2 | Conventional Hydroelectric | WAT | HY | 4 | 2016 |  |  | (OP) Operating | [6 empty] | Windham | 43.1269 | -72.7761 | Map | Map | ISNE
58877 | Blue Heron Hydro LLC | 59040 | Ball Mountain Hydro | IPP Non-CHP | VT | GEN12 |  | 0.2 | 0.2 | 0.2 | Conventional Hydroelectric | WAT | HY | 4 | 2016 |  |  | (OP) Operating | [6 empty] | Windham | 43.1269 | -72.7761 | Map | Map | ISNE
58877 | Blue Heron Hydro LLC | 59040 | Ball Mountain Hydro | IPP Non-CHP | VT | GEN4 |  | 0.2 | 0.2 | 0.2 | Conventional Hydroelectric | WAT | HY | 4 | 2016 |  |  | (OP) Operating | [6 empty] | Windham | 43.1269 | -72.7761 | Map | Map | ISNE
58883 | ERWR Whitcomb Farm Solar LLC | 59049 | Whitcomb Solar Farm | IPP Non-CHP | VT | PS01 |  | 2.2 | 2.2 | 2.2 | Solar Photovoltaic | SUN | PV | 10 | 2014 |  |  | (OP) Operating | [6 empty] | Chittenden | 44.4856 | -73.1369 | Map | Map | ISNE
59215 | SA Solar Services, LLC | 59445 | St. Albans SPEED Project | IPP Non-CHP | VT | PV1 |  | 2 | 2 | 2 | Solar Photovoltaic | SUN | PV | 12 | 2013 |  |  | (OP) Operating | [6 empty] | Franklin | 44.7878 | -73.0886 | Map | Map | ISNE
59240 | Clarendon Solar Farm, LLC | 59476 | Clarendon Solar Farm | IPP Non-CHP | VT | VT001 |  | 2 | 2 | 2 | Solar Photovoltaic | SUN | PV | 7 | 2014 |  |  | (OP) Operating | [6 empty] | Rutland | 43.5397 | -72.9558 | Map | Map | ISNE
59241 | Claire Solar Partners LLC | 59477 | Claire Solar Farm | IPP Non-CHP | VT | CSF1 |  | 2.2 | 2.2 | 1.3 | Solar Photovoltaic | SUN | PV | 7 | 2014 |  |  | (OP) Operating | [6 empty] | Chittenden | 44.4261 | -73.1564 | Map | Map | ISNE
59488 | Charlotte Solar LLC | 59719 | Charlotte Solar LLC VT | IPP Non-CHP | VT | CS001 |  | 2 | 2 | 2 | Solar Photovoltaic | SUN | PV | 7 | 2014 |  |  | (OP) Operating | [6 empty] | Chittenden | 44.322 | -73.1976 | Map | Map | ISNE
59508 | Barton Solar, LLC | 59741 | Barton Solar Farm | IPP Non-CHP | VT | BARTN |  | 1.9 | 1.9 | 1.6 | Solar Photovoltaic | SUN | PV | 11 | 2014 |  |  | (OP) Operating | [6 empty] | Orleans | 44.7254 | -72.184 | Map | Map | ISNE
59522 | Chester Power Partners LLC | 59755 | Chester Power Partners | IPP Non-CHP | VT | PVS1 |  | 2.2 | 2.2 | 2.2 | Solar Photovoltaic | SUN | PV | 11 | 2014 |  |  | (OP) Operating | [6 empty] | Windsor | 43.2809 | -72.5976 | Map | Map | ISNE
58135 | Ecos Energy LLC | 60344 | Sudbury Solar | IPP Non-CHP | VT | SUD |  | 2 | 2 | 2 | Solar Photovoltaic | SUN | PV | 5 | 2016 |  |  | (OP) Operating | [6 empty] | Rutland | 43.833 | -73.192 | Map | Map | ISNE
60163 | Soltage LLC | 60411 | Coventry Photovoltaic, LLC | IPP Non-CHP | VT | COVEN |  | 2.2 | 2.2 | 2.2 | Solar Photovoltaic | SUN | PV | 8 | 2014 |  |  | (OP) Operating | [6 empty] | Orleans | 44.9102 | -72.2198 | Map | Map | ISNE
7601 | Green Mountain Power Corp | 60518 | Stafford Hill Solar | Electric Utility | VT | BA1 |  | 2 | 2 | 2 | Batteries | MWH | BA | 9 | 2015 |  |  | (OP) Operating | [6 empty] | Rutland | 43.6194 | -72.9503 | Map | Map | ISNE
7601 | Green Mountain Power Corp | 60518 | Stafford Hill Solar | Electric Utility | VT | PV1 |  | 2 | 2 | 2 | Solar Photovoltaic | SUN | PV | 3 | 2015 |  |  | (OP) Operating | [6 empty] | Rutland | 43.6194 | -72.9503 | Map | Map | ISNE
60297 | Limerick Road Solar, LLC | 60537 | Limerick Road Solar Farm | IPP Non-CHP | VT | 8027 |  | 2.2 | 2.2 | 2.2 | Solar Photovoltaic | SUN | PV | 12 | 2013 |  |  | (OP) Operating | [6 empty] | Chittenden | 44.3689 | -73.2471 | Map | Map | ISNE
60301 | 158th Fighter Wing | 60542 | 158th Fighter Wing Solar Farm | IPP Non-CHP | VT | 900 |  | 1.3 | 1.3 | 1.3 | Solar Photovoltaic | SUN | PV | 9 | 2011 |  |  | (OP) Operating |  |  |  | 2021 | 10 | 0.7 | Chittenden | 44.4777 | -73.1534 | Map | Map
7601 | Green Mountain Power Corp | 60547 | GMP Solar - Richmond | Electric Utility | VT | PV1 |  | 1.9 | 1.9 | 1.9 | Solar Photovoltaic | SUN | PV | 10 | 2016 |  |  | (OP) Operating | [6 empty] | Chittenden | 44.4269 | -73.0085 | Map | Map | ISNE
7601 | Green Mountain Power Corp | 60562 | GMP Solar - Panton | Electric Utility | VT | GMPSP |  | 4.9 | 4.9 | 4.9 | Solar Photovoltaic | SUN | PV | 12 | 2016 |  |  | (OP) Operating | [6 empty] | Addison | 44.0858 | -73.1954 | Map | Map | ISNE
60520 | SoCore Energy LLC | 60860 | VEC Alburgh Array | IPP Non-CHP | VT | PV1 |  | 1 | 1 | 1 | Solar Photovoltaic | SUN | PV | 12 | 2016 |  |  | (OP) Operating | [6 empty] | Grand Isle | 44.9623 | -73.2742 | Map | Map | ISNE
7601 | Green Mountain Power Corp | 60874 | GMP Solar - Hartford | Electric Utility | VT | GMPSH |  | 5 | 5 | 5 | Solar Photovoltaic | SUN | PV | 12 | 2016 |  |  | (OP) Operating | [6 empty] | Windsor | 43.6321 | -72.4186 | Map | Map | ISNE
7601 | Green Mountain Power Corp | 60875 | GMP Solar - Williston | Electric Utility | VT | GMPSW |  | 4.7 | 4.7 | 4.7 | Solar Photovoltaic | SUN | PV | 11 | 2016 |  |  | (OP) Operating | [6 empty] | Chittenden | 44.4655 | -73.1032 | Map | Map | ISNE
7601 | Green Mountain Power Corp | 60877 | GMP Solar - Williamstown | Electric Utility | VT | GMPSN |  | 5 | 5 | 5 | Solar Photovoltaic | SUN | PV | 12 | 2016 |  |  | (OP) Operating | [6 empty] | Orange | 44.1361 | -72.5105 | Map | Map | ISNE
60571 | AEP Onsite Partners | 60912 | Cold River Road Solar | IPP Non-CHP | VT | PV1 |  | 2.3 | 2.3 | 2.3 | Solar Photovoltaic | SUN | PV | 12 | 2016 |  |  | (OP) Operating | [6 empty] | Rutland | 43.5857 | -72.952 | Map | Map | ISNE
60520 | SoCore Energy LLC | 60954 | VEC Magee Hill Solar | IPP Non-CHP | VT | PV1 |  | 1.3 | 1.3 | 1.3 | Solar Photovoltaic | SUN | PV | 11 | 2017 |  |  | (OP) Operating | [6 empty] | Chittenden | 44.3682 | -73.0608 | Map | Map | ISNE
15399 | Avangrid Renewables LLC | 61039 | Deerfield Wind LLC | IPP Non-CHP | VT | WT1 |  | 30 | 30 | 30 | Onshore Wind Turbine | WND | WT | 12 | 2017 |  |  | (OP) Operating | [6 empty] | Bennington | 42.8772 | -72.9937 | Map | Map
60734 | Elizabeth Mines Solar 1, LLC | 61124 | Elizabeth Mines Solar 1 | IPP Non-CHP | VT | EMS1 |  | 5 | 5 | 5 | Solar Photovoltaic | SUN | PV | 11 | 2017 | 9 | 2047 | (OP) Operating | [6 empty] | Orange | 43.8236 | -72.3311 | Map | Map | ISNE
27316 | Town of Stowe- (VT) | 61125 | Nebraska Valley Solar Farm | Electric Utility | VT | NVSF |  | 1 | 1 | 1 | Solar Photovoltaic | SUN | PV | 8 | 2016 |  |  | (OP) Operating | [6 empty] | Lamoille | 44.4623 | -72.7709 | Map | Map | ISNE
61060 | Cypress Creek Renewables | 61340 | Next Generation Solar Farm | IPP Non-CHP | VT | NGSF1 |  | 2.2 | 2.2 | 2.2 | Solar Photovoltaic | SUN | PV | 12 | 2017 |  |  | (OP) Operating | [6 empty] | Addison | 44.0848 | -73.2267 | Map | Map | ISNE
59453 | NextSun Energy, LLC | 59682 | Main Street Solar Project | IPP Non-CHP | VT | MS258 |  | 1.5 | 1.5 | 1.5 | Solar Photovoltaic | SUN | PV | 12 | 2014 |  |  | (SB) Standby/Backup: available for service but not normally used | [6 empty] | Rutland | 43.6264 | -72.9756 | Map | Map | ISNE
NOTES: Capacity from facilities with a total generator nameplate capacity less than 1 MW are excluded from this report. This exclusion may represent a signifciant portion of capacity for some technologies such as solar photovoltaic generation. Links to Google Map and Bing Map were set up to connect to these sites at the time of publication of this inventory. The links may may not properly function if these sites update their protocl for accessing maps. Sources: U.S. Energy Information Administration, Form EIA-860, 'Annual Electric Generator Report' and Form EIA-860M, 'Monthly Update to the Annual Electric Generator Report.'

## Sheet2
Entity ID | Entity Name | Plant Name | Sector | Plant State | Nameplate Capacity (MW) | Net Summer Capacity (MW) | Net Winter Capacity (MW) | Technology | Energy Source Code | Prime Mover Code | Operating Month | Operating Year | Planned Retirement Month | Planned Retirement Year | Status | County
54895 | FirstLight Power Resources Services LLC | Rocky River (CT) | IPP Non-CHP | CT | 3.5 | 2 | 2 | Hydroelectric Pumped Storage | WAT | PS | 1 | 1928 |  |  | (OA) Out of service but expected to return to service in next calendar year | Litchfield
54895 | FirstLight Power Resources Services LLC | Bulls Bridge | IPP Non-CHP | CT | 1.2 | 1.4 | 1.4 | Conventional Hydroelectric | WAT | HY | 1 | 1903 |  |  | (OA) Out of service but expected to return to service in next calendar year | Litchfield
54895 | FirstLight Power Resources Services LLC | Bulls Bridge | IPP Non-CHP | CT | 1.2 | 1.4 | 1.4 | Conventional Hydroelectric | WAT | HY | 1 | 1903 |  |  | (OA) Out of service but expected to return to service in next calendar year | Litchfield
54895 | FirstLight Power Resources Services LLC | Bulls Bridge | IPP Non-CHP | CT | 1.2 | 1.4 | 1.4 | Conventional Hydroelectric | WAT | HY | 1 | 1903 |  |  | (OA) Out of service but expected to return to service in next calendar year | Litchfield
54895 | FirstLight Power Resources Services LLC | Bulls Bridge | IPP Non-CHP | CT | 1.2 | 1.4 | 1.4 | Conventional Hydroelectric | WAT | HY | 1 | 1903 |  |  | (OA) Out of service but expected to return to service in next calendar year | Litchfield
54895 | FirstLight Power Resources Services LLC | Bulls Bridge | IPP Non-CHP | CT | 1.2 | 1.4 | 1.4 | Conventional Hydroelectric | WAT | HY | 1 | 1903 |  |  | (OA) Out of service but expected to return to service in next calendar year | Litchfield
54895 | FirstLight Power Resources Services LLC | Bulls Bridge | IPP Non-CHP | CT | 1.2 | 1.4 | 1.4 | Conventional Hydroelectric | WAT | HY | 1 | 1903 |  |  | (OA) Out of service but expected to return to service in next calendar year | Litchfield
12382 | Metropolitan Dist of Hartford | Colebrook Hydroelectric | IPP Non-CHP | CT | 1.5 | 1.4 | 1.4 | Conventional Hydroelectric | WAT | HY | 4 | 1988 |  |  | (OA) Out of service but expected to return to service in next calendar year | Litchfield
12382 | Metropolitan Dist of Hartford | Goodwin Hydroelectric | IPP Non-CHP | CT | 1.6 | 1.6 | 1.6 | Conventional Hydroelectric | WAT | HY | 4 | 1986 |  |  | (OA) Out of service but expected to return to service in next calendar year | Hartford
54895 | FirstLight Power Resources Services LLC | Rocky River (CT) | IPP Non-CHP | CT | 24 | 25.4 | 25 | Hydroelectric Pumped Storage | WAT | PS | 1 | 1928 |  |  | (OP) Operating | Litchfield
22379 | Connecticut Jet Power LLC | Branford | IPP Non-CHP | CT | 21.8 | 17.4 | 22.5 | Petroleum Liquids | KER | GT | 11 | 1967 |  |  | (OP) Operating | New Haven
22379 | Connecticut Jet Power LLC | Cos Cob | IPP Non-CHP | CT | 25 | 19.1 | 24 | Petroleum Liquids | KER | GT | 9 | 1969 |  |  | (OP) Operating | Fairfield
22379 | Connecticut Jet Power LLC | Cos Cob | IPP Non-CHP | CT | 25 | 18.7 | 23.6 | Petroleum Liquids | KER | GT | 9 | 1969 |  |  | (OP) Operating | Fairfield
22379 | Connecticut Jet Power LLC | Cos Cob | IPP Non-CHP | CT | 25 | 19.1 | 24 | Petroleum Liquids | KER | GT | 10 | 1969 |  |  | (OP) Operating | Fairfield
22379 | Connecticut Jet Power LLC | Cos Cob | IPP Non-CHP | CT | 20 | 19.1 | 24 | Petroleum Liquids | KER | GT | 6 | 2008 |  |  | (OP) Operating | Fairfield
22379 | Connecticut Jet Power LLC | Cos Cob | IPP Non-CHP | CT | 20 | 19.6 | 23.5 | Petroleum Liquids | KER | GT | 6 | 2008 |  |  | (OP) Operating | Fairfield
22350 | Devon Power LLC | Devon Station | IPP Non-CHP | CT | 18.6 | 14.4 | 19.2 | Petroleum Liquids | KER | GT | 1 | 1985 |  |  | (OP) Operating | New Haven
22350 | Devon Power LLC | Devon Station | IPP Non-CHP | CT | 51 | 29.3 | 38.8 | Petroleum Liquids | KER | GT | 7 | 1996 |  |  | (OP) Operating | New Haven
22350 | Devon Power LLC | Devon Station | IPP Non-CHP | CT | 51 | 29.2 | 38.4 | Petroleum Liquids | KER | GT | 7 | 1996 |  |  | (OP) Operating | New Haven
22350 | Devon Power LLC | Devon Station | IPP Non-CHP | CT | 51 | 29.9 | 38.9 | Petroleum Liquids | KER | GT | 7 | 1996 |  |  | (OP) Operating | New Haven
22350 | Devon Power LLC | Devon Station | IPP Non-CHP | CT | 51 | 29.7 | 40.3 | Petroleum Liquids | KER | GT | 7 | 1996 |  |  | (OP) Operating | New Haven
22380 | NRG Montville Operations Inc | Montville Station | IPP Non-CHP | CT | 75 | 81 | 83 | Petroleum Liquids | RFO | ST | 1 | 1954 |  |  | (OP) Operating | New London
22380 | NRG Montville Operations Inc | Montville Station | IPP Non-CHP | CT | 414.9 | 410 | 410 | Petroleum Liquids | RFO | ST | 1 | 1971 |  |  | (OP) Operating | New London
54895 | FirstLight Power Resources Services LLC | Scotland Dam | IPP Non-CHP | CT | 2 | 1.7 | 2.2 | Conventional Hydroelectric | WAT | HY | 1 | 1937 |  |  | (OP) Operating | Windham
54895 | FirstLight Power Resources Services LLC | Shepaug | IPP Non-CHP | CT | 37.2 | 41.5 | 42.6 | Conventional Hydroelectric | WAT | HY | 1 | 1955 |  |  | (OP) Operating | New Haven
54895 | FirstLight Power Resources Services LLC | Stevenson | IPP Non-CHP | CT | 7.5 | 7.1 | 7.1 | Conventional Hydroelectric | WAT | HY | 1 | 1919 |  |  | (OP) Operating | Fairfield
54895 | FirstLight Power Resources Services LLC | Stevenson | IPP Non-CHP | CT | 7.5 | 7.1 | 7.1 | Conventional Hydroelectric | WAT | HY | 1 | 1919 |  |  | (OP) Operating | Fairfield
54895 | FirstLight Power Resources Services LLC | Stevenson | IPP Non-CHP | CT | 7.5 | 7.1 | 7.1 | Conventional Hydroelectric | WAT | HY | 1 | 1919 |  |  | (OP) Operating | Fairfield
54895 | FirstLight Power Resources Services LLC | Stevenson | IPP Non-CHP | CT | 8 | 7.6 | 7.6 | Conventional Hydroelectric | WAT | HY | 1 | 1936 |  |  | (OP) Operating | Fairfield
54895 | FirstLight Power Resources Services LLC | Taftville | IPP Non-CHP | CT | 0.4 | 0.4 | 0.4 | Conventional Hydroelectric | WAT | HY | 1 | 1926 |  |  | (OP) Operating | New London
54895 | FirstLight Power Resources Services LLC | Taftville | IPP Non-CHP | CT | 0.3 | 0.4 | 0.4 | Conventional Hydroelectric | WAT | HY | 1 | 1906 |  |  | (OP) Operating | New London
54895 | FirstLight Power Resources Services LLC | Taftville | IPP Non-CHP | CT | 0.3 | 0.4 | 0.4 | Conventional Hydroelectric | WAT | HY | 1 | 1906 |  |  | (OP) Operating | New London
54895 | FirstLight Power Resources Services LLC | Taftville | IPP Non-CHP | CT | 0.3 | 0.4 | 0.4 | Conventional Hydroelectric | WAT | HY | 1 | 1949 |  |  | (OP) Operating | New London
54895 | FirstLight Power Resources Services LLC | Taftville | IPP Non-CHP | CT | 0.3 | 0.4 | 0.4 | Conventional Hydroelectric | WAT | HY | 1 | 1949 |  |  | (OP) Operating | New London
54895 | FirstLight Power Resources Services LLC | Tunnel | IPP Non-CHP | CT | 1 | 0.8 | 1.1 | Conventional Hydroelectric | WAT | HY | 1 | 1919 |  |  | (OP) Operating | New London
54895 | FirstLight Power Resources Services LLC | Tunnel | IPP Non-CHP | CT | 1 | 0.8 | 1.1 | Conventional Hydroelectric | WAT | HY | 1 | 1949 |  |  | (OP) Operating | New London
6207 | Farmington River Power Company | Rainbow (CT) | Electric Utility | CT | 4 | 4 | 4 | Conventional Hydroelectric | WAT | HY | 12 | 1925 |  |  | (OP) Operating | Hartford
6207 | Farmington River Power Company | Rainbow (CT) | Electric Utility | CT | 4 | 4 | 4 | Conventional Hydroelectric | WAT | HY | 12 | 1925 |  |  | (OP) Operating | Hartford
54895 | FirstLight Power Resources Services LLC | Falls Village | IPP Non-CHP | CT | 3 | 3.3 | 3.7 | Conventional Hydroelectric | WAT | HY | 1 | 1914 |  |  | (OP) Operating | Litchfield
54895 | FirstLight Power Resources Services LLC | Falls Village | IPP Non-CHP | CT | 3 | 3.3 | 3.7 | Conventional Hydroelectric | WAT | HY | 1 | 1914 |  |  | (OP) Operating | Litchfield
54895 | FirstLight Power Resources Services LLC | Falls Village | IPP Non-CHP | CT | 3 | 3.3 | 3.7 | Conventional Hydroelectric | WAT | HY | 1 | 1914 |  |  | (OP) Operating | Litchfield
22379 | Connecticut Jet Power LLC | Franklin Drive | IPP Non-CHP | CT | 21.8 | 16.1 | 21.2 | Petroleum Liquids | KER | GT | 11 | 1968 |  |  | (OP) Operating | Litchfield
12490 | Middletown Power LLC | Middletown | IPP Non-CHP | CT | 18.5 | 17.2 | 22.1 | Petroleum Liquids | KER | GT | 8 | 1966 |  |  | (OP) Operating | Middlesex
12490 | Middletown Power LLC | Middletown | IPP Non-CHP | CT | 113.6 | 117 | 120 | Natural Gas Steam Turbine | NG | ST | 10 | 1958 |  |  | (OP) Operating | Middlesex
12490 | Middletown Power LLC | Middletown | IPP Non-CHP | CT | 239.4 | 236 | 245 | Natural Gas Steam Turbine | NG | ST | 1 | 1964 |  |  | (OP) Operating | Middlesex
12490 | Middletown Power LLC | Middletown | IPP Non-CHP | CT | 414.9 | 400 | 402 | Petroleum Liquids | RFO | ST | 5 | 1973 |  |  | (OP) Operating | Middlesex
22379 | Connecticut Jet Power LLC | Torrington Terminal | IPP Non-CHP | CT | 21.8 | 17.4 | 22.5 | Petroleum Liquids | KER | GT | 11 | 1967 |  |  | (OP) Operating | Litchfield
5221 | Dominion Energy Nuclear Conn Inc | Millstone | IPP Non-CHP | CT | 909.9 | 867.8 | 859 | Nuclear | NUC | ST | 12 | 1975 |  |  | (OP) Operating | New London
5221 | Dominion Energy Nuclear Conn Inc | Millstone | IPP Non-CHP | CT | 1253 | 1220 | 1233.6 | Nuclear | NUC | ST | 4 | 1986 |  |  | (OP) Operating | New London
15452 | PSEG Power Connecticut LLC | Bridgeport Station | IPP Non-CHP | CT | 400 | 383.4 | 385 | Conventional Steam Coal | SUB | ST | 8 | 1968 | 6 | 2021 | (OP) Operating | Fairfield
15452 | PSEG Power Connecticut LLC | Bridgeport Station | IPP Non-CHP | CT | 18.6 | 17 | 21.8 | Petroleum Liquids | KER | GT | 10 | 1967 |  |  | (OP) Operating | Fairfield
13831 | City of Norwich - (CT) | North Main Street | Electric Utility | CT | 19 | 15.3 | 18.8 | Petroleum Liquids | DFO | GT | 8 | 1972 |  |  | (OP) Operating | New London
13831 | City of Norwich - (CT) | Tenth Street | Electric Utility | CT | 1.4 | 1 | 1.2 | Conventional Hydroelectric | WAT | HY | 5 | 1967 |  |  | (OP) Operating | New London
15452 | PSEG Power Connecticut LLC | New Haven Harbor | IPP Non-CHP | CT | 460 | 447.9 | 436.6 | Natural Gas Steam Turbine | NG | ST | 7 | 1975 |  |  | (OP) Operating | New Haven
15452 | PSEG Power Connecticut LLC | New Haven Harbor | IPP Non-CHP | CT | 60.5 | 42.9 | 48.6 | Petroleum Liquids | KER | GT | 6 | 2012 |  |  | (OP) Operating | New Haven
15452 | PSEG Power Connecticut LLC | New Haven Harbor | IPP Non-CHP | CT | 60.5 | 42.9 | 48.6 | Petroleum Liquids | KER | GT | 6 | 2012 |  |  | (OP) Operating | New Haven
15452 | PSEG Power Connecticut LLC | New Haven Harbor | IPP Non-CHP | CT | 60.5 | 42.9 | 48.6 | Petroleum Liquids | KER | GT | 6 | 2012 |  |  | (OP) Operating | New Haven
4180 | Connecticut Mun Elec Engy Coop | A L Pierce | Electric Utility | CT | 84 | 74.1 | 94.6 | Natural Gas Fired Combustion Turbine | NG | GT | 10 | 2007 |  |  | (OP) Operating | New Haven
11943 | McCallum Enterprises I LP | Derby Hydro | IPP Non-CHP | CT | 4 | 4 | 4 | Conventional Hydroelectric | WAT | HY | 1 | 1989 |  |  | (OP) Operating | Fairfield
11943 | McCallum Enterprises I LP | Derby Hydro | IPP Non-CHP | CT | 4 | 4 | 4 | Conventional Hydroelectric | WAT | HY | 1 | 1989 |  |  | (OP) Operating | Fairfield
291 | Algonquin Windsor Locks LLC | Algonquin Windsor Locks | IPP CHP | CT | 40 | 35 | 45 | Natural Gas Fired Combined Cycle | NG | CT | 1 | 1990 |  |  | (OP) Operating | Hartford
291 | Algonquin Windsor Locks LLC | Algonquin Windsor Locks | IPP CHP | CT | 15 | 13 | 15 | Natural Gas Fired Combined Cycle | NG | CT | 7 | 2012 |  |  | (OP) Operating | Hartford
291 | Algonquin Windsor Locks LLC | Algonquin Windsor Locks | IPP CHP | CT | 16 | 16 | 16 | Natural Gas Fired Combined Cycle | NG | CA | 1 | 1990 |  |  | (OP) Operating | Hartford
528 | Covanta Southeastern Connecticut Company | Covanta Southeastern Connecticut Company | IPP Non-CHP | CT | 18.3 | 16.3 | 18.1 | Municipal Solid Waste | MSW | ST | 12 | 1991 |  |  | (OP) Operating | New London
2956 | Capitol District Energy Center | Capitol District Energy Center | IPP CHP | CT | 39.8 | 55.2 | 61.3 | Natural Gas Fired Combined Cycle | NG | CT | 10 | 1988 |  |  | (OP) Operating | Hartford
2956 | Capitol District Energy Center | Capitol District Energy Center | IPP CHP | CT | 30.7 | 0 |  | Natural Gas Fired Combined Cycle | NG | CA | 10 | 1988 |  |  | (OP) Operating | Hartford
54842 | WM Renewable Energy LLC | New Milford Gas Recovery | IPP Non-CHP | CT | 0.8 | 0.8 | 0.8 | Landfill Gas | LFG | IC | 5 | 2008 |  |  | (OP) Operating | Litchfield
54842 | WM Renewable Energy LLC | New Milford Gas Recovery | IPP Non-CHP | CT | 0.8 | 0.8 | 0.8 | Landfill Gas | LFG | IC | 5 | 2008 |  |  | (OP) Operating | Litchfield
54842 | WM Renewable Energy LLC | New Milford Gas Recovery | IPP Non-CHP | CT | 0.8 | 0.8 | 0.8 | Landfill Gas | LFG | IC | 5 | 2008 |  |  | (OP) Operating | Litchfield
4474 | Covanta Bristol Inc | Covanta Bristol Energy | IPP Non-CHP | CT | 16.3 | 13.2 | 13.2 | Municipal Solid Waste | MSW | ST | 12 | 1987 |  |  | (OP) Operating | Hartford
20541 | Wheelabrator Environmental Systems | Wheelabrator Bridgeport | IPP Non-CHP | CT | 67 | 58 | 58 | Municipal Solid Waste | MSW | ST | 7 | 1988 |  |  | (OP) Operating | Fairfield
8153 | Hartford Steam Co | Hartford Hospital Cogeneration | Commercial CHP | CT | 4.2 | 2.4 | 2.4 | Natural Gas Fired Combined Cycle | NG | CA | 7 | 1988 |  |  | (OP) Operating | Hartford
8153 | Hartford Steam Co | Hartford Hospital Cogeneration | Commercial CHP | CT | 6.2 | 5.2 | 6.2 | Natural Gas Fired Combined Cycle | NG | CT | 7 | 1988 |  |  | (OP) Operating | Hartford
8153 | Hartford Steam Co | Hartford Hospital Cogeneration | Commercial CHP | CT | 1.4 | 1.4 | 1.4 | Other Natural Gas | NG | FC | 5 | 2014 |  |  | (OP) Operating | Hartford
14928 | Pfizer Inc | Pfizer Groton Plant | Industrial CHP | CT | 10 | 9.5 | 10.5 | Natural Gas Fired Combustion Turbine | NG | GT | 9 | 2009 |  |  | (OP) Operating | New London
14928 | Pfizer Inc | Pfizer Groton Plant | Industrial CHP | CT | 10 | 9.4 | 9.4 | Natural Gas Steam Turbine | NG | ST | 1 | 1952 |  |  | (OP) Operating | New London
14928 | Pfizer Inc | Pfizer Groton Plant | Industrial CHP | CT | 10 | 5 | 5 | Natural Gas Steam Turbine | NG | ST | 1 | 1994 |  |  | (OP) Operating | New London
14928 | Pfizer Inc | Pfizer Groton Plant | Industrial CHP | CT | 7.5 | 7.5 | 7.5 | Natural Gas Steam Turbine | NG | ST | 8 | 2001 |  |  | (OP) Operating | New London
12382 | Metropolitan Dist of Hartford | Goodwin Hydroelectric | IPP Non-CHP | CT | 1.6 | 1.6 | 1.6 | Conventional Hydroelectric | WAT | HY | 4 | 1986 |  |  | (OP) Operating | Hartford
10347 | Kinneytown Hydro Co Inc | Kinneytown New Old | IPP Non-CHP | CT | 0.8 | 0.8 | 0.7 | Conventional Hydroelectric | WAT | HY | 11 | 1986 |  |  | (OP) Operating | New Haven
10347 | Kinneytown Hydro Co Inc | Kinneytown New Old | IPP Non-CHP | CT | 1.5 | 1.4 | 1.4 | Conventional Hydroelectric | WAT | HY | 1 | 1995 |  |  | (OP) Operating | New Haven
21621 | United Technologies | Pratt & Whitney | Industrial CHP | CT | 25.8 | 28 | 31 | Natural Gas Fired Combustion Turbine | NG | GT | 1 | 1992 |  |  | (OP) Operating | Hartford
20541 | Wheelabrator Environmental Systems | Wheelabrator Lisbon | IPP Non-CHP | CT | 14.6 | 14 | 14 | Municipal Solid Waste | MSW | ST | 10 | 1995 |  |  | (OP) Operating | New London
4426 | NAES Corp | CT Resource Rec Authority Facility | IPP Non-CHP | CT | 45 | 29.7 | 31.2 | Municipal Solid Waste | MSW | ST | 7 | 1988 |  |  | (OP) Operating | Hartford
4426 | NAES Corp | CT Resource Rec Authority Facility | IPP Non-CHP | CT | 45 | 29.7 | 31.2 | Municipal Solid Waste | MSW | ST | 7 | 1988 |  |  | (OP) Operating | Hartford
2232 | Bridgeport Energy LLC | Bridgeport Energy Project | IPP Non-CHP | CT | 170 | 164 | 191 | Natural Gas Fired Combined Cycle | NG | CT | 6 | 1998 |  |  | (OP) Operating | Fairfield
2232 | Bridgeport Energy LLC | Bridgeport Energy Project | IPP Non-CHP | CT | 170 | 164 | 190 | Natural Gas Fired Combined Cycle | NG | CT | 6 | 1998 |  |  | (OP) Operating | Fairfield
2232 | Bridgeport Energy LLC | Bridgeport Energy Project | IPP Non-CHP | CT | 180 | 164 | 185 | Natural Gas Fired Combined Cycle | NG | CA | 5 | 1999 |  |  | (OP) Operating | Fairfield
12568 | Milford Power Co LLC | Milford Power Project | IPP Non-CHP | CT | 289 | 274.7 | 295.6 | Natural Gas Fired Combined Cycle | NG | CS | 2 | 2004 |  |  | (OP) Operating | New Haven
12568 | Milford Power Co LLC | Milford Power Project | IPP Non-CHP | CT | 289 | 269.8 | 289.7 | Natural Gas Fired Combined Cycle | NG | CS | 5 | 2004 |  |  | (OP) Operating | New Haven
10576 | Lake Road Generating Co LP | Lake Road Generating Plant | IPP Non-CHP | CT | 280 | 270.8 | 290.9 | Natural Gas Fired Combined Cycle | NG | CS | 3 | 2002 |  |  | (OP) Operating | Windham
10576 | Lake Road Generating Co LP | Lake Road Generating Plant | IPP Non-CHP | CT | 280 | 275 | 291.8 | Natural Gas Fired Combined Cycle | NG | CS | 3 | 2002 |  |  | (OP) Operating | Windham
10576 | Lake Road Generating Co LP | Lake Road Generating Plant | IPP Non-CHP | CT | 280 | 254.8 | 278 | Natural Gas Fired Combined Cycle | NG | CS | 5 | 2002 |  |  | (OP) Operating | Windham
59630 | DeltaPro Energy Inc | MM Hartford Energy | IPP Non-CHP | CT | 0.9 | 0.9 | 0.9 | Landfill Gas | LFG | IC | 8 | 1998 |  |  | (OP) Operating | Hartford
59630 | DeltaPro Energy Inc | MM Hartford Energy | IPP Non-CHP | CT | 0.9 | 0.9 | 0.9 | Landfill Gas | LFG | IC | 8 | 1998 |  |  | (OP) Operating | Hartford
56927 | Wallingford Energy LLC | Wallingford Energy | IPP Non-CHP | CT | 50 | 42.3 | 48.4 | Natural Gas Fired Combustion Turbine | NG | GT | 10 | 2001 |  |  | (OP) Operating | New Haven
56927 | Wallingford Energy LLC | Wallingford Energy | IPP Non-CHP | CT | 50 | 42.3 | 48.2 | Natural Gas Fired Combustion Turbine | NG | GT | 9 | 2001 |  |  | (OP) Operating | New Haven
56927 | Wallingford Energy LLC | Wallingford Energy | IPP Non-CHP | CT | 50 | 42.3 | 47.8 | Natural Gas Fired Combustion Turbine | NG | GT | 8 | 2001 |  |  | (OP) Operating | New Haven
56927 | Wallingford Energy LLC | Wallingford Energy | IPP Non-CHP | CT | 50 | 42.3 | 49 | Natural Gas Fired Combustion Turbine | NG | GT | 8 | 2001 |  |  | (OP) Operating | New Haven
56927 | Wallingford Energy LLC | Wallingford Energy | IPP Non-CHP | CT | 50 | 42.3 | 49 | Natural Gas Fired Combustion Turbine | NG | GT | 8 | 2001 |  |  | (OP) Operating | New Haven
25771 | Quinebaug Associates LLC | Quinebaug Lower Project | IPP Non-CHP | CT | 0.3 | 0.3 | 0.3 | Conventional Hydroelectric | WAT | HY | 8 | 1990 |  |  | (OP) Operating | Windham
25771 | Quinebaug Associates LLC | Quinebaug Lower Project | IPP Non-CHP | CT | 0.1 | 0.1 | 0.1 | Conventional Hydroelectric | WAT | HY | 4 | 1990 |  |  | (OP) Operating | Windham
25771 | Quinebaug Associates LLC | Quinebaug Lower Project | IPP Non-CHP | CT | 0.8 | 0.8 | 0.7 | Conventional Hydroelectric | WAT | HY | 8 | 1990 |  |  | (OP) Operating | Windham
25771 | Quinebaug Associates LLC | Quinebaug Lower Project | IPP Non-CHP | CT | 1.3 | 1.2 | 1.2 | Conventional Hydroelectric | WAT | HY | 8 | 1990 |  |  | (OP) Operating | Windham
49840 | Waterside Power, LLC | Waterside Power, LLC | IPP Non-CHP | CT | 23.2 | 23.3 | 23.9 | Petroleum Liquids | DFO | GT | 5 | 2004 |  |  | (OP) Operating | Fairfield
49840 | Waterside Power, LLC | Waterside Power, LLC | IPP Non-CHP | CT | 23.2 | 23.3 | 23.9 | Petroleum Liquids | DFO | GT | 5 | 2004 |  |  | (OP) Operating | Fairfield
49840 | Waterside Power, LLC | Waterside Power, LLC | IPP Non-CHP | CT | 23.2 | 23.3 | 23.9 | Petroleum Liquids | DFO | GT | 5 | 2006 |  |  | (OP) Operating | Fairfield
56201 | Engie North America | Waterbury Generation | IPP Non-CHP | CT | 96 | 95 | 100 | Natural Gas Fired Combustion Turbine | NG | GT | 6 | 2009 |  |  | (OP) Operating | New Haven
55993 | Kleen Energy Systems, LLC | Kleen Energy Systems Project | IPP Non-CHP | CT | 295 | 268 | 233 | All Other | WH | CA | 7 | 2011 |  |  | (OP) Operating | Middlesex
55993 | Kleen Energy Systems, LLC | Kleen Energy Systems Project | IPP Non-CHP | CT | 199 | 177 | 195 | Natural Gas Fired Combined Cycle | NG | CT | 7 | 2011 |  |  | (OP) Operating | Middlesex
55993 | Kleen Energy Systems, LLC | Kleen Energy Systems Project | IPP Non-CHP | CT | 199 | 177 | 195 | Natural Gas Fired Combined Cycle | NG | CT | 7 | 2011 |  |  | (OP) Operating | Middlesex
56067 | Plainfield Renewable Energy, LLC | Plainfield Renewable Energy LLC | IPP Non-CHP | CT | 43 | 37.5 | 37.5 | Wood/Wood Waste Biomass | WDS | ST | 12 | 2013 |  |  | (OP) Operating | Windham
56143 | Fairfield University | Fairfield University CHP Plant | Commercial CHP | CT | 4.5 | 4.5 | 4.5 | Natural Gas Fired Combustion Turbine | NG | GT | 10 | 2007 |  |  | (OP) Operating | Fairfield
56354 | GenConn Middletown LLC | GenConn Middletown LLC | IPP Non-CHP | CT | 60.5 | 48.5 | 49.2 | Petroleum Liquids | KER | GT | 6 | 2011 |  |  | (OP) Operating | Middlesex
56354 | GenConn Middletown LLC | GenConn Middletown LLC | IPP Non-CHP | CT | 60.5 | 48.5 | 49.2 | Petroleum Liquids | KER | GT | 6 | 2011 |  |  | (OP) Operating | Middlesex
56354 | GenConn Middletown LLC | GenConn Middletown LLC | IPP Non-CHP | CT | 60.5 | 48.5 | 49.2 | Petroleum Liquids | KER | GT | 6 | 2011 |  |  | (OP) Operating | Middlesex
56354 | GenConn Middletown LLC | GenConn Middletown LLC | IPP Non-CHP | CT | 60.5 | 48.5 | 49.2 | Petroleum Liquids | KER | GT | 6 | 2011 |  |  | (OP) Operating | Middlesex
56352 | GenConn Devon LLC | GenConn Devon LLC | IPP Non-CHP | CT | 60.5 | 46.9 | 49.2 | Petroleum Liquids | KER | GT | 7 | 2010 |  |  | (OP) Operating | New Haven
56352 | GenConn Devon LLC | GenConn Devon LLC | IPP Non-CHP | CT | 60.5 | 46.9 | 49.2 | Petroleum Liquids | KER | GT | 6 | 2010 |  |  | (OP) Operating | New Haven
56352 | GenConn Devon LLC | GenConn Devon LLC | IPP Non-CHP | CT | 60.5 | 46.9 | 49.2 | Petroleum Liquids | KER | GT | 6 | 2010 |  |  | (OP) Operating | New Haven
56352 | GenConn Devon LLC | GenConn Devon LLC | IPP Non-CHP | CT | 60.5 | 46.9 | 49.2 | Petroleum Liquids | KER | GT | 6 | 2010 |  |  | (OP) Operating | New Haven
8153 | Hartford Steam Co | HSCo CHP | Commercial CHP | CT | 4 | 3.5 | 4 | Natural Gas Fired Combustion Turbine | NG | GT | 10 | 2009 |  |  | (OP) Operating | Hartford
4180 | Connecticut Mun Elec Engy Coop | Bridge Street 1 & 2 | Electric Utility | CT | 2.6 | 2.5 | 2.5 | Petroleum Liquids | DFO | IC | 8 | 2010 |  |  | (OP) Operating | New London
4180 | Connecticut Mun Elec Engy Coop | Bridge Street 1 & 2 | Electric Utility | CT | 2.6 | 2.5 | 2.5 | Petroleum Liquids | DFO | IC | 7 | 2010 |  |  | (OP) Operating | New London
4180 | Connecticut Mun Elec Engy Coop | Fort Hill 1, 2, 3 & 4 | Electric Utility | CT | 2.6 | 2.5 | 2.5 | Petroleum Liquids | DFO | IC | 8 | 2010 |  |  | (OP) Operating | New London
4180 | Connecticut Mun Elec Engy Coop | Fort Hill 1, 2, 3 & 4 | Electric Utility | CT | 2.6 | 2.5 | 2.5 | Petroleum Liquids | DFO | IC | 8 | 2010 |  |  | (OP) Operating | New London
4180 | Connecticut Mun Elec Engy Coop | Fort Hill 1, 2, 3 & 4 | Electric Utility | CT | 2.6 | 2.5 | 2.5 | Petroleum Liquids | DFO | IC | 8 | 2010 |  |  | (OP) Operating | New London
4180 | Connecticut Mun Elec Engy Coop | Fort Hill 1, 2, 3 & 4 | Electric Utility | CT | 2.6 | 2.5 | 2.5 | Petroleum Liquids | DFO | IC | 8 | 2010 |  |  | (OP) Operating | New London
4180 | Connecticut Mun Elec Engy Coop | Gary Court 1 & 2 | Electric Utility | CT | 2.6 | 2.5 | 2.5 | Petroleum Liquids | DFO | IC | 7 | 2010 |  |  | (OP) Operating | New London
4180 | Connecticut Mun Elec Engy Coop | Gary Court 1 & 2 | Electric Utility | CT | 2.6 | 2.5 | 2.5 | Petroleum Liquids | DFO | IC | 7 | 2010 |  |  | (OP) Operating | New London
4180 | Connecticut Mun Elec Engy Coop | Jewett City 1 | Electric Utility | CT | 2.6 | 2.5 | 2.5 | Petroleum Liquids | DFO | IC | 2 | 2010 |  |  | (OP) Operating | New London
4180 | Connecticut Mun Elec Engy Coop | LNG 1 & 2 | Electric Utility | CT | 2.6 | 2.5 | 2.5 | Petroleum Liquids | DFO | IC | 4 | 2010 |  |  | (OP) Operating | New London
4180 | Connecticut Mun Elec Engy Coop | LNG 1 & 2 | Electric Utility | CT | 2.6 | 2.5 | 2.5 | Petroleum Liquids | DFO | IC | 4 | 2010 |  |  | (OP) Operating | New London
4180 | Connecticut Mun Elec Engy Coop | Lebanon Pines 1 & 2 | Electric Utility | CT | 2.6 | 2.5 | 2.5 | Petroleum Liquids | DFO | IC | 4 | 2010 |  |  | (OP) Operating | New London
4180 | Connecticut Mun Elec Engy Coop | Lebanon Pines 1 & 2 | Electric Utility | CT | 2.6 | 2.5 | 2.5 | Petroleum Liquids | DFO | IC | 4 | 2010 |  |  | (OP) Operating | New London
4180 | Connecticut Mun Elec Engy Coop | Water Treatment 1 & 2 | Electric Utility | CT | 2.6 | 2.5 | 2.5 | Petroleum Liquids | DFO | IC | 10 | 2010 |  |  | (OP) Operating | New London
4180 | Connecticut Mun Elec Engy Coop | Water Treatment 1 & 2 | Electric Utility | CT | 2.6 | 2.5 | 2.5 | Petroleum Liquids | DFO | IC | 10 | 2010 |  |  | (OP) Operating | New London
13831 | City of Norwich - (CT) | Norwich WWTP | Commercial Non-CHP | CT | 2 | 2 | 2 | Petroleum Liquids | DFO | IC | 5 | 2006 |  |  | (OP) Operating | New London
56992 | Foxwoods Resort Casino | Foxwoods CoGen | Commercial CHP | CT | 6.6 | 6 | 7.3 | Natural Gas Fired Combined Cycle | NG | CT | 6 | 2010 |  |  | (OP) Operating | New London
56992 | Foxwoods Resort Casino | Foxwoods CoGen | Commercial CHP | CT | 6.6 | 6 | 7.3 | Natural Gas Fired Combined Cycle | NG | CT | 6 | 2010 |  |  | (OP) Operating | New London
56992 | Foxwoods Resort Casino | Foxwoods CoGen | Commercial CHP | CT | 3 | 2.5 | 0.5 | Natural Gas Fired Combined Cycle | NG | CA | 7 | 2016 |  |  | (OP) Operating | New London
57015 | Third Taxing District of Norwalk | Norden 1-3 | Electric Utility | CT | 2 | 2 | 2 | Petroleum Liquids | DFO | IC | 6 | 2004 |  |  | (OP) Operating | Fairfield
57015 | Third Taxing District of Norwalk | Norden 1-3 | Electric Utility | CT | 2 | 2 | 2 | Petroleum Liquids | DFO | IC | 6 | 2004 |  |  | (OP) Operating | Fairfield
57015 | Third Taxing District of Norwalk | Norden 1-3 | Electric Utility | CT | 2 | 2 | 2 | Petroleum Liquids | DFO | IC | 6 | 2004 |  |  | (OP) Operating | Fairfield
57464 | Kimberly-Clark Corporation | Kimberly Clark-Unit 1,2,3 | Industrial CHP | CT | 16.1 | 14.5 | 16.1 | Natural Gas Fired Combined Cycle | NG | CT | 4 | 2008 |  |  | (OP) Operating | Litchfield
57464 | Kimberly-Clark Corporation | Kimberly Clark-Unit 1,2,3 | Industrial CHP | CT | 16.1 | 14.5 | 16.1 | Natural Gas Fired Combustion Turbine | NG | GT | 6 | 2008 |  |  | (OP) Operating | Litchfield
57464 | Kimberly-Clark Corporation | Kimberly Clark-Unit 1,2,3 | Industrial CHP | CT | 4.1 | 4.1 | 4.1 | Natural Gas Fired Combined Cycle | NG | CA | 12 | 2008 |  |  | (OP) Operating | Litchfield
60642 | Dunn Paper East Hartford, LLC | Cellu Tissue | Industrial Non-CHP | CT | 3 | 2.1 | 2.1 | Natural Gas Internal Combustion Engine | NG | IC | 5 | 2009 |  |  | (OP) Operating | Hartford
58120 | Danbury Hospital | Danbury Hospital Cogen Plant | Commercial CHP | CT | 4.3 | 3.9 | 5.3 | Natural Gas Fired Combustion Turbine | NG | GT | 11 | 2011 |  |  | (OP) Operating | Fairfield
58131 | Wesleyan University | Wesleyan University Cogen 1 | Commercial CHP | CT | 2.4 | 2.3 | 2.3 | Natural Gas Internal Combustion Engine | NG | IC | 2 | 2009 |  |  | (OP) Operating | Middlesex
58130 | University of Connecticut | UCONN Cogen Facility | Commercial CHP | CT | 6.9 | 6.4 | 6.4 | Natural Gas Fired Combined Cycle | NG | CT | 3 | 2006 |  |  | (OP) Operating | Tolland
58130 | University of Connecticut | UCONN Cogen Facility | Commercial CHP | CT | 6.9 | 6.4 | 6.4 | Natural Gas Fired Combined Cycle | NG | CT | 3 | 2006 |  |  | (OP) Operating | Tolland
58130 | University of Connecticut | UCONN Cogen Facility | Commercial CHP | CT | 6.9 | 6.4 | 6.4 | Natural Gas Fired Combined Cycle | NG | CT | 3 | 2006 |  |  | (OP) Operating | Tolland
58130 | University of Connecticut | UCONN Cogen Facility | Commercial CHP | CT | 5 | 4.9 | 4.9 | All Other | OTH | CA | 3 | 2006 |  |  | (OP) Operating | Tolland
58156 | Rand Whitney Containerboard L.P. | Rand Whitney CHP Plant | Industrial CHP | CT | 14.6 | 14.6 | 14.6 | Natural Gas Fired Combustion Turbine | NG | GT | 4 | 2005 |  |  | (OP) Operating | New London
58188 | Central Connecticut State University | CCSU Co-Gen-STBY Gen | Commercial CHP | CT | 1.3 | 1.3 | 1.3 | Natural Gas Internal Combustion Engine | NG | IC | 5 | 2004 |  |  | (OP) Operating | Hartford
58188 | Central Connecticut State University | CCSU Co-Gen-STBY Gen | Commercial CHP | CT | 1.3 | 1.3 | 1.3 | Natural Gas Internal Combustion Engine | NG | IC | 5 | 2004 |  |  | (OP) Operating | Hartford
58213 | New Britain Renewable Energy, LLC | CCSU Fuel Cell Project | Commercial CHP | CT | 1.4 | 1.4 | 1.4 | Other Natural Gas | NG | FC | 4 | 2012 |  |  | (OP) Operating | Hartford
58300 | Ameresco Select Inc | Bradley Energy Center | Commercial CHP | CT | 1.5 | 1.5 | 1.5 | Natural Gas Internal Combustion Engine | NG | IC | 11 | 2002 |  |  | (OP) Operating | Hartford
58300 | Ameresco Select Inc | Bradley Energy Center | Commercial CHP | CT | 1.2 | 1.2 | 1.2 | Natural Gas Internal Combustion Engine | NG | IC | 11 | 2002 |  |  | (OP) Operating | Hartford
58300 | Ameresco Select Inc | Bradley Energy Center | Commercial CHP | CT | 1.2 | 1.2 | 1.2 | Natural Gas Internal Combustion Engine | NG | IC | 11 | 2002 |  |  | (OP) Operating | Hartford
58300 | Ameresco Select Inc | Bradley Energy Center | Commercial CHP | CT | 1.9 | 1.9 | 1.9 | Natural Gas Internal Combustion Engine | NG | IC | 8 | 2010 |  |  | (OP) Operating | Hartford
58300 | Ameresco Select Inc | CJTS Energy Center | Commercial Non-CHP | CT | 0.4 | 0.4 | 0.4 | Other Natural Gas | NG | FC | 9 | 2013 |  |  | (OP) Operating | Middlesex
58468 | Dominion Renewable Energy | Bridgeport Fuel Cell Park | IPP Non-CHP | CT | 16.6 | 13.7 | 14.9 | Other Natural Gas | NG | FC | 12 | 2013 |  |  | (OP) Operating | Fairfield
58468 | Dominion Renewable Energy | Somers Solar Center, LLC | IPP Non-CHP | CT | 5 | 5 | 5 | Solar Photovoltaic | SUN | PV | 12 | 2013 |  |  | (OP) Operating | Tolland
58607 | Frito Lay Incorporated Dayville | Frito Lay Incorporated | Industrial Non-CHP | CT | 4.6 | 3.6 | 4.6 | Natural Gas Fired Combustion Turbine | NG | GT | 3 | 2009 |  |  | (OP) Operating | Windham
60556 | Fusion Solar Centre, L.L.C | Fusion Solar Center LLC | IPP Non-CHP | CT | 20 | 20 | 20 | Solar Photovoltaic | SUN | PV | 3 | 2018 |  |  | (OP) Operating | New London
2265 | Bristol-Myers Squibb Co | Bristol Myers Squibb Wallingford | IPP Non-CHP | CT | 4.8 | 4.6 | 4.6 | Natural Gas Fired Combustion Turbine | NG | GT | 12 | 1998 |  |  | (OP) Operating | New Haven
4180 | Connecticut Mun Elec Engy Coop | Backus Microgrid Project | Electric Utility | CT | 2.6 | 2.5 | 2.5 | Petroleum Liquids | DFO | IC | 8 | 2014 |  |  | (OP) Operating | New London
4180 | Connecticut Mun Elec Engy Coop | Backus Microgrid Project | Electric Utility | CT | 2.6 | 2.5 | 2.5 | Petroleum Liquids | DFO | IC | 8 | 2014 |  |  | (OP) Operating | New London
4180 | Connecticut Mun Elec Engy Coop | Backus Microgrid Project | Electric Utility | CT | 2.6 | 2.5 | 2.5 | Petroleum Liquids | DFO | IC | 8 | 2014 |  |  | (OP) Operating | New London
4180 | Connecticut Mun Elec Engy Coop | Backus Microgrid Project | Electric Utility | CT | 2.6 | 2.5 | 2.5 | Petroleum Liquids | DFO | IC | 8 | 2014 |  |  | (OP) Operating | New London
59252 | GRE 314 East Lyme LLC | Antares-GRE 314 East Lyme LLC | IPP Non-CHP | CT | 4 | 4 | 4 | Solar Photovoltaic | SUN | PV | 6 | 2014 |  |  | (OP) Operating | New London
60947 | Tesla Inc. | Advance Stores Company, Inc | IPP Non-CHP | CT | 1 | 1 | 1 | Solar Photovoltaic | SUN | PV | 11 | 2014 |  |  | (OP) Operating | Hartford
57128 | Bloom Energy | IBM Southbury | IPP Non-CHP | CT | 1.1 | 1 | 1 | Other Natural Gas | NG | FC | 11 | 2014 |  |  | (OP) Operating | New Haven
59724 | Pepperidge Farm, Inc.- Bloomfield | Pepperidge Farm Bloomfield | Industrial CHP | CT | 1.2 | 1.2 | 1.2 | Other Natural Gas | NG | FC | 8 | 2008 |  |  | (OP) Operating | Hartford
59724 | Pepperidge Farm, Inc.- Bloomfield | Pepperidge Farm Bloomfield | Industrial CHP | CT | 1.4 | 1.4 | 1.4 | Other Natural Gas | NG | FC | 7 | 2016 |  |  | (OP) Operating | Hartford
19497 | United Illuminating Co | UI RCP New Haven Fuel Cell | Electric Utility | CT | 2.8 | 2.5 | 2.5 | Other Natural Gas | NG | FC | 8 | 2015 |  |  | (OP) Operating | New Haven
19497 | United Illuminating Co | UI RCP Bridgeport Seaside | Electric Utility | CT | 2.8 | 2.8 | 2.8 | Other Natural Gas | NG | FC | 11 | 2015 |  |  | (OP) Operating | Fairfield
19497 | United Illuminating Co | UI RCP Bridgeport Seaside | Electric Utility | CT | 2.2 | 2.2 | 2.2 | Solar Photovoltaic | SUN | PV | 4 | 2016 |  |  | (OP) Operating | Fairfield
59885 | UIL Distributed Resources, LLC | UDR Glastonbury Fuel Cell | IPP Non-CHP | CT | 3.4 | 2.5 | 3.1 | Other Natural Gas | NG | FC | 2 | 2016 |  |  | (OP) Operating | Hartford
60947 | Tesla Inc. | CMEEC - Bozrah | IPP Non-CHP | CT | 2.5 | 2.5 | 2.5 | Solar Photovoltaic | SUN | PV | 12 | 2016 |  |  | (OP) Operating | New London
60947 | Tesla Inc. | Conn Mun Electric Energy Coop | IPP Non-CHP | CT | 1 | 1 | 1 | Solar Photovoltaic | SUN | PV | 12 | 2016 |  |  | (OP) Operating | New London
60195 | Groton Station Fuel Cell, LLC | Pfizer Groton Fuel Cell | IPP CHP | CT | 2.8 | 2.8 | 2.8 | Other Natural Gas | NG | FC | 10 | 2016 |  |  | (OP) Operating | New London
60195 | Groton Station Fuel Cell, LLC | Pfizer Groton Fuel Cell | IPP CHP | CT | 2.8 | 2.8 | 2.8 | Other Natural Gas | NG | FC | 10 | 2016 |  |  | (OP) Operating | New London
19497 | United Illuminating Co | UI RCP Woodbridge FC | Electric Utility | CT | 2.8 | 2.2 | 2.2 | Other Natural Gas | NG | FC | 12 | 2016 |  |  | (OP) Operating | New Haven
60947 | Tesla Inc. | CMEEC - Rogers Rd Solar | IPP Non-CHP | CT | 1.5 | 1.5 | 1.5 | Solar Photovoltaic | SUN | PV | 2 | 2017 |  |  | (OP) Operating | New London
60947 | Tesla Inc. | CMEEC - Polaris Park Solar | IPP Non-CHP | CT | 0.8 | 0.8 | 0.8 | Batteries | MWH | BA | 8 | 2017 |  |  | (OP) Operating | New London
60947 | Tesla Inc. | CMEEC - Polaris Park Solar | IPP Non-CHP | CT | 3.5 | 3.5 | 3.5 | Solar Photovoltaic | SUN | PV | 8 | 2017 |  |  | (OP) Operating | New London
60947 | Tesla Inc. | CMEEC - Navy NE Trident | IPP Non-CHP | CT | 1 | 1 | 1 | Solar Photovoltaic | SUN | PV | 6 | 2017 |  |  | (OP) Operating | New London
60947 | Tesla Inc. | CMEEC - Norwich Stott St Solar | IPP Non-CHP | CT | 0.8 | 0.8 | 0.8 | Batteries | MWH | BA | 12 | 2016 |  |  | (OP) Operating | New London
60947 | Tesla Inc. | CMEEC - Norwich Stott St Solar | IPP Non-CHP | CT | 3.5 | 3.5 | 3.5 | Solar Photovoltaic | SUN | PV | 12 | 2016 |  |  | (OP) Operating | New London
60430 | Wind Colebrook South | Wind Colebrook South | IPP Non-CHP | CT | 5 | 1 | 2.1 | Onshore Wind Turbine | WND | WT | 11 | 2015 |  |  | (OP) Operating | Litchfield
60911 | Town of Stafford, CT | Stafford MS Ground Mount | IPP Non-CHP | CT | 1 | 1 | 1 | Solar Photovoltaic | SUN | PV | 7 | 2016 |  |  | (OP) Operating | Tolland
60911 | Town of Stafford, CT | Stafford MS Ground Mount | IPP Non-CHP | CT | 1 | 1 | 1 | Solar Photovoltaic | SUN | PV | 7 | 2016 |  |  | (OP) Operating | Tolland
60166 | Materials Innovation Recycling Authority | Hartford Landfill Solar EGF | IPP Non-CHP | CT | 1 | 1 | 1 | Solar Photovoltaic | SUN | PV | 6 | 2014 |  |  | (OP) Operating | Hartford
61025 | LSE Canis Major LLC | Canis Major Solar Farm | IPP Non-CHP | CT | 2 | 2 | 2 | Solar Photovoltaic | SUN | PV | 12 | 2016 |  |  | (OP) Operating | Hartford
61043 | LSE Canis Minor LLC | Canis Minor Solar Farm | IPP Non-CHP | CT | 1 | 1 | 1 | Solar Photovoltaic | SUN | PV | 12 | 2016 |  |  | (OP) Operating | Litchfield
60947 | Tesla Inc. | Town of Rocky Hill | IPP Non-CHP | CT | 1 | 1 | 1 | Solar Photovoltaic | SUN | PV | 3 | 2018 |  |  | (OP) Operating | Hartford
60947 | Tesla Inc. | Town of Rocky Hill | IPP Non-CHP | CT | 1 | 1 | 1 | Solar Photovoltaic | SUN | PV | 3 | 2018 |  |  | (OP) Operating | Hartford
60947 | Tesla Inc. | Town of Rocky Hill | IPP Non-CHP | CT | 1 | 1 | 1 | Solar Photovoltaic | SUN | PV | 3 | 2018 |  |  | (OP) Operating | Hartford
61332 | Sikorsky Aircraft Corporation | Sikorsky Aircraft CHP | Industrial CHP | CT | 0.1 | 0.1 | 0.1 | Solar Photovoltaic | SUN | PV | 6 | 2010 |  |  | (OP) Operating | Fairfield
61332 | Sikorsky Aircraft Corporation | Sikorsky Aircraft CHP | Industrial CHP | CT | 9.2 | 10.3 | 10.3 | Natural Gas Fired Combustion Turbine | NG | GT | 5 | 2011 |  |  | (OP) Operating | Fairfield
60584 | Onyx Asset Services Group | Barrett Farm Solar - Phase I | IPP Non-CHP | CT | 1.7 | 2.4 | 2.4 | Solar Photovoltaic | SUN | PV | 10 | 2017 |  |  | (OP) Operating | Windham
57389 | IKEA Property Inc | IKEA New Haven Rooftop PV & Fuel Cell | Commercial Non-CHP | CT | 0.3 | 0.3 | 0.3 | Other Natural Gas | NG | FC | 12 | 2016 |  |  | (OP) Operating | New Haven
57389 | IKEA Property Inc | IKEA New Haven Rooftop PV & Fuel Cell | Commercial Non-CHP | CT | 0.8 | 0.8 | 0.8 | Solar Photovoltaic | SUN | PV | 7 | 2012 |  |  | (OP) Operating | New Haven
54895 | FirstLight Power Resources Services LLC | Rocky River (CT) | IPP Non-CHP | CT | 3.5 | 2 | 2 | Hydroelectric Pumped Storage | WAT | PS | 1 | 1929 |  |  | (SB) Standby/Backup: available for service but not normally used | Litchfield
22380 | NRG Montville Operations Inc | Montville Station | IPP Non-CHP | CT | 2.7 | 2.7 | 2.7 | Petroleum Liquids | DFO | IC | 1 | 1967 |  |  | (SB) Standby/Backup: available for service but not normally used | New London
22380 | NRG Montville Operations Inc | Montville Station | IPP Non-CHP | CT | 2.7 | 2.7 | 2.7 | Petroleum Liquids | DFO | IC | 1 | 1967 |  |  | (SB) Standby/Backup: available for service but not normally used | New London
54895 | FirstLight Power Resources Services LLC | Tunnel | IPP Non-CHP | CT | 18.5 | 16.5 | 21.8 | Petroleum Liquids | JF | GT | 1 | 1969 |  |  | (SB) Standby/Backup: available for service but not normally used | New London
4426 | NAES Corp | South Meadow | IPP Non-CHP | CT | 41.8 | 35.7 | 46.9 | Petroleum Liquids | KER | GT | 8 | 1970 |  |  | (SB) Standby/Backup: available for service but not normally used | Hartford
4426 | NAES Corp | South Meadow | IPP Non-CHP | CT | 41.8 | 37.7 | 47.8 | Petroleum Liquids | KER | GT | 8 | 1970 |  |  | (SB) Standby/Backup: available for service but not normally used | Hartford
4426 | NAES Corp | South Meadow | IPP Non-CHP | CT | 41.8 | 38.3 | 47.9 | Petroleum Liquids | KER | GT | 8 | 1970 |  |  | (SB) Standby/Backup: available for service but not normally used | Hartford
4426 | NAES Corp | South Meadow | IPP Non-CHP | CT | 41.8 | 36.7 | 46.3 | Petroleum Liquids | KER | GT | 8 | 1970 |  |  | (SB) Standby/Backup: available for service but not normally used | Hartford
11943 | McCallum Enterprises I LP | Derby Hydro | IPP Non-CHP | CT | 0.3 | 0.3 | 0.3 | Conventional Hydroelectric | WAT | HY | 1 | 1989 |  |  | (SB) Standby/Backup: available for service but not normally used | Fairfield
11943 | McCallum Enterprises I LP | Derby Hydro | IPP Non-CHP | CT | 0.3 | 0.3 | 0.3 | Conventional Hydroelectric | WAT | HY | 1 | 1989 |  |  | (SB) Standby/Backup: available for service but not normally used | Fairfield
58188 | Central Connecticut State University | CCSU Co-Gen-STBY Gen | Commercial CHP | CT | 0.3 | 0.3 | 0.3 | Petroleum Liquids | DFO | IC | 6 | 2012 |  |  | (SB) Standby/Backup: available for service but not normally used | Hartford
58188 | Central Connecticut State University | CCSU Co-Gen-STBY Gen | Commercial CHP | CT | 0.7 | 0.7 | 0.7 | Petroleum Liquids | DFO | IC | 10 | 1993 |  |  | (SB) Standby/Backup: available for service but not normally used | Hartford
2265 | Bristol-Myers Squibb Co | Bristol Myers Squibb Wallingford | IPP Non-CHP | CT | 0.9 | 0.8 | 0.8 | Petroleum Liquids | DFO | IC | 12 | 1987 |  |  | (SB) Standby/Backup: available for service but not normally used | New Haven
2265 | Bristol-Myers Squibb Co | Bristol Myers Squibb Wallingford | IPP Non-CHP | CT | 2 | 1.8 | 1.8 | Petroleum Liquids | DFO | IC | 12 | 2002 |  |  | (SB) Standby/Backup: available for service but not normally used | New Haven
57103 | US GSA Heating and Transmission | US GSA Heating and Transmission | Commercial CHP | DC | 5.4 | 4.5 | 5 | Natural Gas Fired Combustion Turbine | NG | GT | 7 | 2004 |  |  | (OP) Operating | District of Columbia
57103 | US GSA Heating and Transmission | US GSA Heating and Transmission | Commercial CHP | DC | 5.4 | 4.5 | 5 | Natural Gas Fired Combustion Turbine | NG | GT | 7 | 2004 |  |  | (OP) Operating | District of Columbia
58862 | DC Water | DC Water CHP | Commercial CHP | DC | 4.7 | 4 | 4 | Other Waste Biomass | OBG | GT | 6 | 2015 |  |  | (OP) Operating | District of Columbia
58862 | DC Water | DC Water CHP | Commercial CHP | DC | 4.7 | 4 | 4 | Other Waste Biomass | OBG | GT | 6 | 2015 |  |  | (OP) Operating | District of Columbia
58862 | DC Water | DC Water CHP | Commercial CHP | DC | 4.7 | 4 | 4 | Other Waste Biomass | OBG | GT | 7 | 2015 |  |  | (OP) Operating | District of Columbia
56609 | Calpine Mid-Atlantic Generation LLC | Edge Moor | IPP Non-CHP | DE | 75 | 86 | 86 | Natural Gas Steam Turbine | NG | ST | 12 | 1954 |  |  | (OP) Operating | New Castle
56609 | Calpine Mid-Atlantic Generation LLC | Edge Moor | IPP Non-CHP | DE | 176.8 | 174 | 174 | Natural Gas Steam Turbine | NG | ST | 4 | 1966 |  |  | (OP) Operating | New Castle
56609 | Calpine Mid-Atlantic Generation LLC | Edge Moor | IPP Non-CHP | DE | 446 | 450 | 450 | Natural Gas Steam Turbine | NG | ST | 8 | 1973 |  |  | (OP) Operating | New Castle
9332 | Indian River Operations Inc | Indian River Generating Station | IPP Non-CHP | DE | 18.6 | 16.1 | 16.1 | Petroleum Liquids | DFO | GT | 6 | 1967 |  |  | (OP) Operating | Sussex
9332 | Indian River Operations Inc | Indian River Generating Station | IPP Non-CHP | DE | 445.5 | 410 | 410 | Conventional Steam Coal | BIT | ST | 10 | 1980 |  |  | (OP) Operating | Sussex
54899 | NAES Corporation - (DE) | McKee Run | IPP Non-CHP | DE | 113.6 | 103.1 | 104.1 | Natural Gas Steam Turbine | NG | ST | 5 | 1975 |  |  | (OP) Operating | Kent
56609 | Calpine Mid-Atlantic Generation LLC | Hay Road | IPP Non-CHP | DE | 122 | 126 | 126 | Natural Gas Fired Combined Cycle | NG | CT | 7 | 1989 |  |  | (OP) Operating | New Castle
56609 | Calpine Mid-Atlantic Generation LLC | Hay Road | IPP Non-CHP | DE | 122 | 126 | 126 | Natural Gas Fired Combined Cycle | NG | CT | 5 | 1989 |  |  | (OP) Operating | New Castle
56609 | Calpine Mid-Atlantic Generation LLC | Hay Road | IPP Non-CHP | DE | 122 | 126 | 126 | Natural Gas Fired Combined Cycle | NG | CT | 5 | 1991 |  |  | (OP) Operating | New Castle
56609 | Calpine Mid-Atlantic Generation LLC | Hay Road | IPP Non-CHP | DE | 200 | 187 | 187 | Natural Gas Fired Combined Cycle | NG | CA | 5 | 1993 |  |  | (OP) Operating | New Castle
56609 | Calpine Mid-Atlantic Generation LLC | Hay Road | IPP Non-CHP | DE | 144 | 128 | 128 | Natural Gas Fired Combined Cycle | NG | CT | 6 | 2001 |  |  | (OP) Operating | New Castle
56609 | Calpine Mid-Atlantic Generation LLC | Hay Road | IPP Non-CHP | DE | 144 | 128 | 128 | Natural Gas Fired Combined Cycle | NG | CT | 7 | 2001 |  |  | (OP) Operating | New Castle
56609 | Calpine Mid-Atlantic Generation LLC | Hay Road | IPP Non-CHP | DE | 144 | 128 | 128 | Natural Gas Fired Combined Cycle | NG | CT | 7 | 2001 |  |  | (OP) Operating | New Castle
56609 | Calpine Mid-Atlantic Generation LLC | Hay Road | IPP Non-CHP | DE | 195 | 187 | 187 | Natural Gas Fired Combined Cycle | NG | CA | 7 | 2002 |  |  | (OP) Operating | New Castle
54899 | NAES Corporation - (DE) | Van Sant Station | IPP Non-CHP | DE | 45.1 | 45.2 | 48.7 | Natural Gas Fired Combustion Turbine | NG | GT | 5 | 1991 |  |  | (OP) Operating | Kent
5084 | Delaware Municipal Electric Corp | Warren F Sam Beasley Generation Station | Electric Utility | DE | 45 | 48 | 48 | Natural Gas Fired Combustion Turbine | NG | GT | 4 | 2002 |  |  | (OP) Operating | Kent
5084 | Delaware Municipal Electric Corp | Warren F Sam Beasley Generation Station | Electric Utility | DE | 51 | 50 | 50 | Natural Gas Fired Combustion Turbine | NG | GT | 11 | 2012 |  |  | (OP) Operating | Kent
7860 | NRG Energy Center Dover LLC | NRG Energy Center Dover | IPP CHP | DE | 18 | 16 | 16 | Natural Gas Fired Combined Cycle | NG | CA | 5 | 1985 |  |  | (OP) Operating | Kent
7860 | NRG Energy Center Dover LLC | NRG Energy Center Dover | IPP CHP | DE | 50 | 44 | 50 | Natural Gas Fired Combined Cycle | NG | CT | 6 | 2001 |  |  | (OP) Operating | Kent
7860 | NRG Energy Center Dover LLC | NRG Energy Center Dover | IPP CHP | DE | 50 | 44 | 50 | Natural Gas Fired Combustion Turbine | NG | GT | 6 | 2001 |  |  | (OP) Operating | Kent
56605 | Delaware City Refining Company LLC | Delaware City Plant | Industrial CHP | DE | 92 | 65 | 72 | Natural Gas Fired Combustion Turbine | NG | GT | 5 | 2000 |  |  | (OP) Operating | New Castle
56605 | Delaware City Refining Company LLC | Delaware City Plant | Industrial CHP | DE | 92 | 65 | 72 | Natural Gas Fired Combustion Turbine | NG | GT | 5 | 2000 |  |  | (OP) Operating | New Castle
56605 | Delaware City Refining Company LLC | Delaware City Plant | Industrial CHP | DE | 27.5 | 29.5 | 29.5 | Other Gases | OG | ST | 10 | 1956 |  |  | (OP) Operating | New Castle
56605 | Delaware City Refining Company LLC | Delaware City Plant | Industrial CHP | DE | 27.5 | 29.5 | 29.5 | Other Gases | OG | ST | 10 | 1956 |  |  | (OP) Operating | New Castle
56605 | Delaware City Refining Company LLC | Delaware City Plant | Industrial CHP | DE | 10 | 10 | 10 | Other Gases | OG | ST | 6 | 1982 |  |  | (OP) Operating | New Castle
54815 | AMERESCO Delaware South | Ameresco Delaware South | IPP Non-CHP | DE | 1 | 1 | 1 | Landfill Gas | LFG | IC | 12 | 2006 |  |  | (OP) Operating | Sussex
54815 | AMERESCO Delaware South | Ameresco Delaware South | IPP Non-CHP | DE | 1 | 1 | 1 | Landfill Gas | LFG | IC | 12 | 2006 |  |  | (OP) Operating | Sussex
54815 | AMERESCO Delaware South | Ameresco Delaware South | IPP Non-CHP | DE | 1 | 1 | 1 | Landfill Gas | LFG | IC | 12 | 2006 |  |  | (OP) Operating | Sussex
54815 | AMERESCO Delaware South | Ameresco Delaware South | IPP Non-CHP | DE | 1 | 1 | 1 | Landfill Gas | LFG | IC | 12 | 2006 |  |  | (OP) Operating | Sussex
54815 | AMERESCO Delaware South | Ameresco Delaware South | IPP Non-CHP | DE | 1 | 1 | 1 | Landfill Gas | LFG | IC | 5 | 2010 |  |  | (OP) Operating | Sussex
54816 | AMERESCO Delaware Central | Ameresco Delaware Central | IPP Non-CHP | DE | 1 | 1 | 1 | Landfill Gas | LFG | IC | 12 | 2006 |  |  | (OP) Operating | Kent
54816 | AMERESCO Delaware Central | Ameresco Delaware Central | IPP Non-CHP | DE | 1 | 1 | 1 | Landfill Gas | LFG | IC | 12 | 2006 |  |  | (OP) Operating | Kent
54816 | AMERESCO Delaware Central | Ameresco Delaware Central | IPP Non-CHP | DE | 1 | 1 | 1 | Landfill Gas | LFG | IC | 12 | 2006 |  |  | (OP) Operating | Kent
54816 | AMERESCO Delaware Central | Ameresco Delaware Central | IPP Non-CHP | DE | 1 | 1 | 1 | Landfill Gas | LFG | IC | 3 | 2014 |  |  | (OP) Operating | Kent
54816 | AMERESCO Delaware Central | Ameresco Delaware Central | IPP Non-CHP | DE | 1 | 1 | 1 | Landfill Gas | LFG | IC | 3 | 2014 |  |  | (OP) Operating | Kent
56518 | First State Marine Wind | University of Delaware Wind Turbine | Commercial Non-CHP | DE | 2 | 2 | 2 | Onshore Wind Turbine | WND | WT | 7 | 2010 |  |  | (OP) Operating | Sussex
56681 | Kent County Levy Court Dept of Pub Work | Kent County Wastewater Treatment Solar | IPP Non-CHP | DE | 1.2 | 1.2 | 1.2 | Solar Photovoltaic | SUN | PV | 3 | 2011 |  |  | (OP) Operating | Kent
56673 | White Oak Solar Energy LLC | Dover Sun Park | IPP Non-CHP | DE | 10 | 10 | 10 | Solar Photovoltaic | SUN | PV | 7 | 2011 |  |  | (OP) Operating | Kent
56691 | Garrison Energy Center LLC | Garrison Energy Center LLC | IPP Non-CHP | DE | 235 | 193 | 200 | Natural Gas Fired Combined Cycle | NG | CT | 6 | 2015 |  |  | (OP) Operating | Kent
56691 | Garrison Energy Center LLC | Garrison Energy Center LLC | IPP Non-CHP | DE | 126 | 123 | 124 | Natural Gas Fired Combined Cycle | NG | CA | 6 | 2015 |  |  | (OP) Operating | Kent
57081 | WGL Energy Systems, Inc | Perdue Bridgeville Photovoltaic | IPP Non-CHP | DE | 1.3 | 1.3 | 1.3 | Solar Photovoltaic | SUN | PV | 7 | 2011 |  |  | (OP) Operating | Sussex
57485 | Diamond State Generation Partners, LLC | Brookside Newark | IPP Non-CHP | DE | 3.1 | 3 | 3 | Other Natural Gas | NG | FC | 6 | 2012 |  |  | (OP) Operating | New Castle
58201 | Milford Solar LLC | Milford Solar Farm | IPP Non-CHP | DE | 11.8 | 11.8 | 11.8 | Solar Photovoltaic | SUN | PV | 12 | 2012 |  |  | (OP) Operating | Kent
57485 | Diamond State Generation Partners, LLC | Red Lion Energy Center | IPP Non-CHP | DE | 5.8 | 5.8 | 5.8 | Other Natural Gas | NG | FC | 12 | 2012 |  |  | (OP) Operating | New Castle
57485 | Diamond State Generation Partners, LLC | Red Lion Energy Center | IPP Non-CHP | DE | 6.4 | 6.4 | 6.4 | Other Natural Gas | NG | FC | 6 | 2013 |  |  | (OP) Operating | New Castle
57485 | Diamond State Generation Partners, LLC | Red Lion Energy Center | IPP Non-CHP | DE | 3.7 | 3.7 | 3.7 | Other Natural Gas | NG | FC | 8 | 2013 |  |  | (OP) Operating | New Castle
57485 | Diamond State Generation Partners, LLC | Red Lion Energy Center | IPP Non-CHP | DE | 3.7 | 3.7 | 3.7 | Other Natural Gas | NG | FC | 9 | 2013 |  |  | (OP) Operating | New Castle
57485 | Diamond State Generation Partners, LLC | Red Lion Energy Center | IPP Non-CHP | DE | 3.7 | 3.7 | 3.7 | Other Natural Gas | NG | FC | 10 | 2013 |  |  | (OP) Operating | New Castle
57485 | Diamond State Generation Partners, LLC | Red Lion Energy Center | IPP Non-CHP | DE | 3.7 | 3.7 | 3.7 | Other Natural Gas | NG | FC | 11 | 2013 |  |  | (OP) Operating | New Castle
5070 | Delaware Electric Cooperative | Bruce A Henry Solar Farm | Electric Utility | DE | 4 | 3.9 | 3 | Solar Photovoltaic | SUN | PV | 8 | 2013 |  |  | (OP) Operating | Sussex
59287 | Laurel Capital Partners | DD Hay Road Solar 23 LLC | IPP Non-CHP | DE | 1.2 | 1.2 | 1.2 | Solar Photovoltaic | SUN | PV | 5 | 2015 |  |  | (OP) Operating | New Castle
59550 | Croda Inc. | Croda Atlas Point CHP | Industrial CHP | DE | 1.1 | 1.1 | 1.1 | Landfill Gas | LFG | IC | 8 | 2013 |  |  | (OP) Operating | New Castle
59550 | Croda Inc. | Croda Atlas Point CHP | Industrial CHP | DE | 1.1 | 1.1 | 1.1 | Landfill Gas | LFG | IC | 8 | 2013 |  |  | (OP) Operating | New Castle
59685 | JPMorgan Chase Bank | South Campus Solar | Commercial Non-CHP | DE | 0.5 | 0.5 | 0.5 | Solar Photovoltaic | SUN | PV | 8 | 2011 |  |  | (OP) Operating | New Castle
59685 | JPMorgan Chase Bank | South Campus Solar | Commercial Non-CHP | DE | 0.3 | 0.3 | 0.3 | Solar Photovoltaic | SUN | PV | 8 | 2011 |  |  | (OP) Operating | New Castle
59685 | JPMorgan Chase Bank | South Campus Solar | Commercial Non-CHP | DE | 0.5 | 0.5 | 0.5 | Solar Photovoltaic | SUN | PV | 8 | 2011 |  |  | (OP) Operating | New Castle
60584 | Onyx Asset Services Group | Onyx - Allen Harim | IPP Non-CHP | DE | 1.2 | 1.2 | 1.2 | Solar Photovoltaic | SUN | PV | 4 | 2017 |  |  | (OP) Operating | Sussex
56609 | Calpine Mid-Atlantic Generation LLC | Christiana | IPP Non-CHP | DE | 26 | 25 | 25 | Petroleum Liquids | DFO | GT | 6 | 1973 |  |  | (SB) Standby/Backup: available for service but not normally used | New Castle
56609 | Calpine Mid-Atlantic Generation LLC | Christiana | IPP Non-CHP | DE | 26 | 25 | 25 | Petroleum Liquids | DFO | GT | 6 | 1973 |  |  | (SB) Standby/Backup: available for service but not normally used | New Castle
56609 | Calpine Mid-Atlantic Generation LLC | Delaware City 10 | IPP Non-CHP | DE | 18.5 | 18 | 18 | Petroleum Liquids | DFO | GT | 4 | 1968 |  |  | (SB) Standby/Backup: available for service but not normally used | New Castle
56609 | Calpine Mid-Atlantic Generation LLC | Edge Moor | IPP Non-CHP | DE | 12.5 | 15 | 15 | Petroleum Liquids | DFO | GT | 6 | 1963 |  |  | (SB) Standby/Backup: available for service but not normally used | New Castle
56609 | Calpine Mid-Atlantic Generation LLC | West Station (DE) | IPP Non-CHP | DE | 20 | 15 | 19 | Petroleum Liquids | DFO | GT | 6 | 1964 |  |  | (SB) Standby/Backup: available for service but not normally used | New Castle
56605 | Delaware City Refining Company LLC | Delaware City Plant | Industrial CHP | DE | 75 | 66 | 66 | Other Gases | OG | ST | 11 | 1961 |  |  | (SB) Standby/Backup: available for service but not normally used | New Castle
56401 | NAEA Energy Massachusetts LLC | Gardners Falls | IPP Non-CHP | MA | 0.4 | 0.4 | 0.4 | Conventional Hydroelectric | WAT | HY | 1 | 1964 |  |  | (OA) Out of service but expected to return to service in next calendar year | Franklin
56401 | NAEA Energy Massachusetts LLC | Gardners Falls | IPP Non-CHP | MA | 0.9 | 0.9 | 0.8 | Conventional Hydroelectric | WAT | HY | 1 | 1914 |  |  | (OA) Out of service but expected to return to service in next calendar year | Franklin
56401 | NAEA Energy Massachusetts LLC | Gardners Falls | IPP Non-CHP | MA | 0.9 | 0.9 | 0.8 | Conventional Hydroelectric | WAT | HY | 1 | 1914 |  |  | (OA) Out of service but expected to return to service in next calendar year | Franklin
56401 | NAEA Energy Massachusetts LLC | Gardners Falls | IPP Non-CHP | MA | 1.3 | 1.6 | 1.6 | Conventional Hydroelectric | WAT | HY | 1 | 1925 |  |  | (OA) Out of service but expected to return to service in next calendar year | Franklin
58185 | FirstLight Power Resources, Inc. - MA | Northfield Mountain | IPP Non-CHP | MA | 235 | 292 | 292 | Hydroelectric Pumped Storage | WAT | PS | 2 | 1973 |  |  | (OP) Operating | Franklin
58185 | FirstLight Power Resources, Inc. - MA | Northfield Mountain | IPP Non-CHP | MA | 235 | 292 | 292 | Hydroelectric Pumped Storage | WAT | PS | 10 | 1973 |  |  | (OP) Operating | Franklin
58185 | FirstLight Power Resources, Inc. - MA | Northfield Mountain | IPP Non-CHP | MA | 235 | 292 | 292 | Hydroelectric Pumped Storage | WAT | PS | 7 | 1973 |  |  | (OP) Operating | Franklin
58185 | FirstLight Power Resources, Inc. - MA | Northfield Mountain | IPP Non-CHP | MA | 235 | 292 | 292 | Hydroelectric Pumped Storage | WAT | PS | 11 | 1972 |  |  | (OP) Operating | Franklin
6035 | Exelon Power | Exelon Framingham LLC | IPP Non-CHP | MA | 14.2 | 10.1 | 14.2 | Petroleum Liquids | DFO | GT | 3 | 1970 |  |  | (OP) Operating | Norfolk
6035 | Exelon Power | Exelon Framingham LLC | IPP Non-CHP | MA | 14.2 | 10.3 | 15.7 | Petroleum Liquids | DFO | GT | 9 | 1969 |  |  | (OP) Operating | Norfolk
6035 | Exelon Power | Exelon Framingham LLC | IPP Non-CHP | MA | 14.2 | 11 | 15.3 | Petroleum Liquids | DFO | GT | 9 | 1969 |  |  | (OP) Operating | Norfolk
49965 | Constellation Mystic Power LLC | Mystic Generating Station | IPP Non-CHP | MA | 617 | 570.8 | 559.8 | Petroleum Liquids | RFO | ST | 6 | 1975 |  |  | (OP) Operating | Middlesex
49965 | Constellation Mystic Power LLC | Mystic Generating Station | IPP Non-CHP | MA | 278.6 | 224.6 | 268.7 | Natural Gas Fired Combined Cycle | NG | CT | 4 | 2003 |  |  | (OP) Operating | Middlesex
49965 | Constellation Mystic Power LLC | Mystic Generating Station | IPP Non-CHP | MA | 278.6 | 226.7 | 271.2 | Natural Gas Fired Combined Cycle | NG | CT | 4 | 2003 |  |  | (OP) Operating | Middlesex
49965 | Constellation Mystic Power LLC | Mystic Generating Station | IPP Non-CHP | MA | 278.6 | 227.9 | 274.1 | Natural Gas Fired Combined Cycle | NG | CT | 6 | 2003 |  |  | (OP) Operating | Middlesex
49965 | Constellation Mystic Power LLC | Mystic Generating Station | IPP Non-CHP | MA | 278.6 | 230.1 | 276.7 | Natural Gas Fired Combined Cycle | NG | CT | 6 | 2003 |  |  | (OP) Operating | Middlesex
49965 | Constellation Mystic Power LLC | Mystic Generating Station | IPP Non-CHP | MA | 315 | 252.1 | 301.6 | Natural Gas Fired Combined Cycle | NG | CA | 4 | 2003 |  |  | (OP) Operating | Middlesex
49965 | Constellation Mystic Power LLC | Mystic Generating Station | IPP Non-CHP | MA | 315 | 255.9 | 307.7 | Natural Gas Fired Combined Cycle | NG | CA | 6 | 2003 |  |  | (OP) Operating | Middlesex
29926 | Entergy Nuclear Generation Co | Pilgrim Nuclear Power Station | IPP Non-CHP | MA | 670 | 677.2 | 683.4 | Nuclear | NUC | ST | 12 | 1972 | 5 | 2019 | (OP) Operating | Plymouth
6035 | Exelon Power | Exelon Medway LLC | IPP Non-CHP | MA | 45 | 41.2 | 61.8 | Petroleum Liquids | DFO | GT | 7 | 1970 |  |  | (OP) Operating | Norfolk
6035 | Exelon Power | Exelon Medway LLC | IPP Non-CHP | MA | 45 | 39.8 | 61.6 | Petroleum Liquids | DFO | GT | 3 | 1971 |  |  | (OP) Operating | Norfolk
6035 | Exelon Power | Exelon Medway LLC | IPP Non-CHP | MA | 45 | 42 | 60.7 | Petroleum Liquids | DFO | GT | 7 | 1970 |  |  | (OP) Operating | Norfolk
59528 | Veolia - Kendall Green Energy | Kendall Square Station | IPP CHP | MA | 27.2 | 20.4 | 20.4 | Natural Gas Fired Combined Cycle | NG | CA | 8 | 1958 |  |  | (OP) Operating | Middlesex
59528 | Veolia - Kendall Green Energy | Kendall Square Station | IPP CHP | MA | 186.2 | 171 | 187.4 | Natural Gas Fired Combined Cycle | NG | CT | 12 | 2002 |  |  | (OP) Operating | Middlesex
59528 | Veolia - Kendall Green Energy | Kendall Square Station | IPP CHP | MA | 20 | 18 | 23 | Petroleum Liquids | DFO | GT | 9 | 1970 |  |  | (OP) Operating | Middlesex
21461 | NRG Canal LLC | Oak Bluffs Diesel Generating Facility | IPP Non-CHP | MA | 2.7 | 2.8 | 2.8 | Petroleum Liquids | DFO | IC | 1 | 1969 |  |  | (OP) Operating | Dukes
21461 | NRG Canal LLC | Oak Bluffs Diesel Generating Facility | IPP Non-CHP | MA | 2.7 | 2.8 | 2.8 | Petroleum Liquids | DFO | IC | 1 | 1969 |  |  | (OP) Operating | Dukes
21461 | NRG Canal LLC | Oak Bluffs Diesel Generating Facility | IPP Non-CHP | MA | 2.7 | 2.8 | 2.8 | Petroleum Liquids | DFO | IC | 1 | 1972 |  |  | (OP) Operating | Dukes
21461 | NRG Canal LLC | Canal | IPP Non-CHP | MA | 585 | 560 | 567 | Petroleum Liquids | RFO | ST | 6 | 1968 |  |  | (OP) Operating | Barnstable
21461 | NRG Canal LLC | Canal | IPP Non-CHP | MA | 580 | 553 | 562 | Petroleum Liquids | RFO | ST | 1 | 1976 |  |  | (OP) Operating | Barnstable
8776 | City of Holyoke Gas and Electric Dept. | Boatlock | Electric Utility | MA | 0.7 | 0.7 | 0.7 | Conventional Hydroelectric | WAT | HY | 1 | 1921 |  |  | (OP) Operating | Hampden
8776 | City of Holyoke Gas and Electric Dept. | Boatlock | Electric Utility | MA | 1.2 | 1.5 | 1.5 | Conventional Hydroelectric | WAT | HY | 1 | 1924 |  |  | (OP) Operating | Hampden
8776 | City of Holyoke Gas and Electric Dept. | Boatlock | Electric Utility | MA | 1.2 | 1.2 | 1.2 | Conventional Hydroelectric | WAT | HY | 1 | 1924 |  |  | (OP) Operating | Hampden
8776 | City of Holyoke Gas and Electric Dept. | Chemical | Electric Utility | MA | 0.8 | 0.8 | 0.8 | Conventional Hydroelectric | WAT | HY | 1 | 1935 |  |  | (OP) Operating | Hampden
8776 | City of Holyoke Gas and Electric Dept. | Chemical | Electric Utility | MA | 0.8 | 0.8 | 0.8 | Conventional Hydroelectric | WAT | HY | 1 | 1935 |  |  | (OP) Operating | Hampden
8776 | City of Holyoke Gas and Electric Dept. | Hadley Falls | Electric Utility | MA | 17.6 | 18.1 | 18.1 | Conventional Hydroelectric | WAT | HY | 1 | 1952 |  |  | (OP) Operating | Hampden
8776 | City of Holyoke Gas and Electric Dept. | Hadley Falls | Electric Utility | MA | 15.8 | 15 | 15 | Conventional Hydroelectric | WAT | HY | 11 | 1983 |  |  | (OP) Operating | Hampden
8776 | City of Holyoke Gas and Electric Dept. | Riverside Holyoke | Electric Utility | MA | 0.8 | 0.8 | 0.8 | Conventional Hydroelectric | WAT | HY | 1 | 1906 |  |  | (OP) Operating | Hampden
8776 | City of Holyoke Gas and Electric Dept. | Riverside Holyoke | Electric Utility | MA | 0.6 | 0.6 | 0.6 | Conventional Hydroelectric | WAT | HY | 1 | 1906 |  |  | (OP) Operating | Hampden
8776 | City of Holyoke Gas and Electric Dept. | Riverside Holyoke | Electric Utility | MA | 1.5 | 1.5 | 1.5 | Conventional Hydroelectric | WAT | HY | 1 | 1922 |  |  | (OP) Operating | Hampden
8776 | City of Holyoke Gas and Electric Dept. | Riverside Holyoke | Electric Utility | MA | 4 | 4 | 4 | Conventional Hydroelectric | WAT | HY | 1 | 1931 |  |  | (OP) Operating | Hampden
61122 | Great River Hydro, LLC | Deerfield 5 | IPP Non-CHP | MA | 17.5 | 13.9 | 13.9 | Conventional Hydroelectric | WAT | HY | 10 | 1974 |  |  | (OP) Operating | Berkshire
58185 | FirstLight Power Resources, Inc. - MA | Cabot | IPP Non-CHP | MA | 10.3 | 10.3 | 10.3 | Conventional Hydroelectric | WAT | HY | 1 | 1915 |  |  | (OP) Operating | Franklin
58185 | FirstLight Power Resources, Inc. - MA | Cabot | IPP Non-CHP | MA | 10.3 | 10.3 | 10.3 | Conventional Hydroelectric | WAT | HY | 1 | 1915 |  |  | (OP) Operating | Franklin
58185 | FirstLight Power Resources, Inc. - MA | Cabot | IPP Non-CHP | MA | 10.3 | 10.3 | 10.3 | Conventional Hydroelectric | WAT | HY | 1 | 1916 |  |  | (OP) Operating | Franklin
58185 | FirstLight Power Resources, Inc. - MA | Cabot | IPP Non-CHP | MA | 10.3 | 10.3 | 10.3 | Conventional Hydroelectric | WAT | HY | 1 | 1916 |  |  | (OP) Operating | Franklin
58185 | FirstLight Power Resources, Inc. - MA | Cabot | IPP Non-CHP | MA | 10.3 | 10.3 | 10.3 | Conventional Hydroelectric | WAT | HY | 1 | 1917 |  |  | (OP) Operating | Franklin
58185 | FirstLight Power Resources, Inc. - MA | Cabot | IPP Non-CHP | MA | 10.3 | 10.3 | 10.3 | Conventional Hydroelectric | WAT | HY | 1 | 1917 |  |  | (OP) Operating | Franklin
8776 | City of Holyoke Gas and Electric Dept. | Cobble Mountain | Electric Utility | MA | 13 | 12.9 | 13 | Conventional Hydroelectric | WAT | HY | 1 | 1930 |  |  | (OP) Operating | Hampden
8776 | City of Holyoke Gas and Electric Dept. | Cobble Mountain | Electric Utility | MA | 7 | 6.8 | 6.9 | Conventional Hydroelectric | WAT | HY | 1 | 1930 |  |  | (OP) Operating | Hampden
8776 | City of Holyoke Gas and Electric Dept. | Cobble Mountain | Electric Utility | MA | 13 | 12.9 | 13 | Conventional Hydroelectric | WAT | HY | 1 | 1930 |  |  | (OP) Operating | Hampden
56401 | NAEA Energy Massachusetts LLC | Doreen | IPP Non-CHP | MA | 21.1 | 15.8 | 20.7 | Petroleum Liquids | KER | GT | 7 | 1969 |  |  | (OP) Operating | Berkshire
56401 | NAEA Energy Massachusetts LLC | Putts Bridge | IPP Non-CHP | MA | 1.6 | 1.8 | 2.1 | Conventional Hydroelectric | WAT | HY | 1 | 1918 |  |  | (OP) Operating | Hampden
56401 | NAEA Energy Massachusetts LLC | Putts Bridge | IPP Non-CHP | MA | 1.6 | 1.8 | 2.1 | Conventional Hydroelectric | WAT | HY | 1 | 1918 |  |  | (OP) Operating | Hampden
56401 | NAEA Energy Massachusetts LLC | Redbridge | IPP Non-CHP | MA | 1.8 | 1.7 | 1.7 | Conventional Hydroelectric | WAT | HY | 1 | 1934 |  |  | (OP) Operating | Hampden
56401 | NAEA Energy Massachusetts LLC | Redbridge | IPP Non-CHP | MA | 1.8 | 2.3 | 2.3 | Conventional Hydroelectric | WAT | HY | 1 | 1926 |  |  | (OP) Operating | Hampden
56401 | NAEA Energy Massachusetts LLC | Essential Power Massachusetts LLC | IPP Non-CHP | MA | 113.6 | 94.3 | 100.1 | Natural Gas Steam Turbine | NG | ST | 1 | 1957 |  |  | (OP) Operating | Hampden
56401 | NAEA Energy Massachusetts LLC | Essential Power Massachusetts LLC | IPP Non-CHP | MA | 60 | 39.1 | 48 | Natural Gas Fired Combustion Turbine | NG | GT | 4 | 2002 |  |  | (OP) Operating | Hampden
56401 | NAEA Energy Massachusetts LLC | Essential Power Massachusetts LLC | IPP Non-CHP | MA | 60 | 39.7 | 48 | Natural Gas Fired Combustion Turbine | NG | GT | 4 | 2002 |  |  | (OP) Operating | Hampden
56401 | NAEA Energy Massachusetts LLC | Essential Power Massachusetts LLC | IPP Non-CHP | MA | 17 | 16.6 | 21.9 | Petroleum Liquids | KER | GT | 1 | 1968 |  |  | (OP) Operating | Hampden
56401 | NAEA Energy Massachusetts LLC | Woodland Road | IPP Non-CHP | MA | 20.4 | 15.8 | 20.6 | Petroleum Liquids | KER | GT | 1 | 1969 |  |  | (OP) Operating | Berkshire
2144 | Town of Braintree - (MA) | Potter Station 2 | Electric Utility | MA | 76 | 62.6 | 77.6 | Natural Gas Fired Combined Cycle | NG | CT | 4 | 1977 |  |  | (OP) Operating | Norfolk
2144 | Town of Braintree - (MA) | Potter Station 2 | Electric Utility | MA | 25 | 15.5 | 18.5 | Natural Gas Fired Combined Cycle | NG | CA | 4 | 1977 |  |  | (OP) Operating | Norfolk
2144 | Town of Braintree - (MA) | Potter Station 2 | Electric Utility | MA | 58 | 52.6 | 57.4 | Natural Gas Fired Combustion Turbine | NG | GT | 7 | 2009 |  |  | (OP) Operating | Norfolk
2144 | Town of Braintree - (MA) | Potter Station 2 | Electric Utility | MA | 58 | 52.6 | 57.4 | Natural Gas Fired Combustion Turbine | NG | GT | 7 | 2009 |  |  | (OP) Operating | Norfolk
9442 | Town of Ipswich - (MA) | High Street Station | Electric Utility | MA | 1.2 | 1.2 | 1.3 | Natural Gas Internal Combustion Engine | NG | IC | 4 | 1984 |  |  | (OP) Operating | Essex
9442 | Town of Ipswich - (MA) | High Street Station | Electric Utility | MA | 1.2 | 1.2 | 1.1 | Natural Gas Internal Combustion Engine | NG | IC | 9 | 1982 |  |  | (OP) Operating | Essex
9442 | Town of Ipswich - (MA) | High Street Station | Electric Utility | MA | 1.2 | 1.2 | 1.3 | Natural Gas Internal Combustion Engine | NG | IC | 8 | 1983 |  |  | (OP) Operating | Essex
9442 | Town of Ipswich - (MA) | High Street Station | Electric Utility | MA | 1.3 | 1.3 | 1.3 | Natural Gas Internal Combustion Engine | NG | IC | 8 | 1954 |  |  | (OP) Operating | Essex
9442 | Town of Ipswich - (MA) | High Street Station | Electric Utility | MA | 1.1 | 1.2 | 1.2 | Natural Gas Internal Combustion Engine | NG | IC | 7 | 1951 |  |  | (OP) Operating | Essex
9442 | Town of Ipswich - (MA) | High Street Station | Electric Utility | MA | 1.3 | 1.3 | 1.4 | Petroleum Liquids | DFO | IC | 9 | 1956 |  |  | (OP) Operating | Essex
9442 | Town of Ipswich - (MA) | High Street Station | Electric Utility | MA | 1.3 | 1.3 | 1.3 | Natural Gas Internal Combustion Engine | NG | IC | 10 | 1961 |  |  | (OP) Operating | Essex
14605 | City of Peabody - (MA) | Waters River | Electric Utility | MA | 21.3 | 16.1 | 22.1 | Natural Gas Fired Combustion Turbine | NG | GT | 12 | 1971 |  |  | (OP) Operating | Essex
14605 | City of Peabody - (MA) | Waters River | Electric Utility | MA | 43.6 | 30.5 | 45.8 | Natural Gas Fired Combustion Turbine | NG | GT | 11 | 1990 |  |  | (OP) Operating | Essex
18488 | City of Taunton | Cleary Flood | Electric Utility | MA | 28.3 | 26 | 26.5 | Petroleum Liquids | RFO | ST | 6 | 1966 |  |  | (OP) Operating | Bristol
18488 | City of Taunton | Cleary Flood | Electric Utility | MA | 23 | 18 | 21.4 | Natural Gas Fired Combined Cycle | NG | CT | 10 | 1976 |  |  | (OP) Operating | Bristol
18488 | City of Taunton | Cleary Flood | Electric Utility | MA | 95 | 87 | 85 | Natural Gas Fired Combined Cycle | NG | CA | 12 | 1975 |  |  | (OP) Operating | Bristol
61122 | Great River Hydro, LLC | Sherman | IPP Non-CHP | MA | 7.2 | 6.1 | 6.2 | Conventional Hydroelectric | WAT | HY | 12 | 1926 |  |  | (OP) Operating | Franklin
61122 | Great River Hydro, LLC | Deerfield 2 | IPP Non-CHP | MA | 1.6 | 2.2 | 2.2 | Conventional Hydroelectric | WAT | HY | 8 | 1913 |  |  | (OP) Operating | Franklin
61122 | Great River Hydro, LLC | Deerfield 2 | IPP Non-CHP | MA | 1.6 | 2.2 | 2.2 | Conventional Hydroelectric | WAT | HY | 8 | 1913 |  |  | (OP) Operating | Franklin
61122 | Great River Hydro, LLC | Deerfield 2 | IPP Non-CHP | MA | 1.6 | 2.2 | 2.2 | Conventional Hydroelectric | WAT | HY | 8 | 1913 |  |  | (OP) Operating | Franklin
21461 | NRG Canal LLC | West Tisbury Generating Facility | IPP Non-CHP | MA | 2.7 | 2.8 | 2.8 | Petroleum Liquids | DFO | IC | 1 | 1975 |  |  | (OP) Operating | Dukes
21461 | NRG Canal LLC | West Tisbury Generating Facility | IPP Non-CHP | MA | 2.7 | 2.8 | 2.8 | Petroleum Liquids | DFO | IC | 1 | 1975 |  |  | (OP) Operating | Dukes
11806 | Massachusetts Mun Wholes Electric Co | Stony Brook | Electric Utility | MA | 85 | 65 | 85 | Petroleum Liquids | DFO | GT | 11 | 1982 |  |  | (OP) Operating | Hampden
11806 | Massachusetts Mun Wholes Electric Co | Stony Brook | Electric Utility | MA | 85 | 65 | 85 | Petroleum Liquids | DFO | GT | 11 | 1982 |  |  | (OP) Operating | Hampden
11806 | Massachusetts Mun Wholes Electric Co | Stony Brook | Electric Utility | MA | 105 | 96 | 105 | Petroleum Liquids | DFO | CA | 11 | 1981 |  |  | (OP) Operating | Hampden
11806 | Massachusetts Mun Wholes Electric Co | Stony Brook | Electric Utility | MA | 85 | 69.7 | 87 | Petroleum Liquids | DFO | CT | 11 | 1981 |  |  | (OP) Operating | Hampden
11806 | Massachusetts Mun Wholes Electric Co | Stony Brook | Electric Utility | MA | 85 | 69.7 | 87 | Petroleum Liquids | DFO | CT | 11 | 1981 |  |  | (OP) Operating | Hampden
11806 | Massachusetts Mun Wholes Electric Co | Stony Brook | Electric Utility | MA | 85 | 69.7 | 87 | Petroleum Liquids | DFO | CT | 11 | 1981 |  |  | (OP) Operating | Hampden
11806 | Massachusetts Mun Wholes Electric Co | Stony Brook | Electric Utility | MA | 0.6 | 0.6 | 0.6 | Petroleum Liquids | DFO | IC | 11 | 1981 |  |  | (OP) Operating | Hampden
61122 | Great River Hydro, LLC | Deerfield 3 | IPP Non-CHP | MA | 1.6 | 2 | 2 | Conventional Hydroelectric | WAT | HY | 8 | 1912 |  |  | (OP) Operating | Franklin
61122 | Great River Hydro, LLC | Deerfield 3 | IPP Non-CHP | MA | 1.6 | 2 | 2 | Conventional Hydroelectric | WAT | HY | 8 | 1912 |  |  | (OP) Operating | Franklin
61122 | Great River Hydro, LLC | Deerfield 3 | IPP Non-CHP | MA | 1.6 | 2 | 2 | Conventional Hydroelectric | WAT | HY | 8 | 1912 |  |  | (OP) Operating | Franklin
61122 | Great River Hydro, LLC | Deerfield 4 | IPP Non-CHP | MA | 1.6 | 2 | 2 | Conventional Hydroelectric | WAT | HY | 8 | 1912 |  |  | (OP) Operating | Franklin
61122 | Great River Hydro, LLC | Deerfield 4 | IPP Non-CHP | MA | 1.6 | 2 | 2 | Conventional Hydroelectric | WAT | HY | 8 | 1912 |  |  | (OP) Operating | Franklin
61122 | Great River Hydro, LLC | Deerfield 4 | IPP Non-CHP | MA | 1.6 | 2 | 2 | Conventional Hydroelectric | WAT | HY | 8 | 1912 |  |  | (OP) Operating | Franklin
17127 | Town of Shrewsbury - (MA) | Shrewsbury | Electric Utility | MA | 2.8 | 2.8 | 2.8 | Petroleum Liquids | DFO | IC | 11 | 1969 |  |  | (OP) Operating | Worcester
17127 | Town of Shrewsbury - (MA) | Shrewsbury | Electric Utility | MA | 2.8 | 2.8 | 2.8 | Petroleum Liquids | DFO | IC | 11 | 1969 |  |  | (OP) Operating | Worcester
17127 | Town of Shrewsbury - (MA) | Shrewsbury | Electric Utility | MA | 2.8 | 2.8 | 2.8 | Petroleum Liquids | DFO | IC | 12 | 1975 |  |  | (OP) Operating | Worcester
17127 | Town of Shrewsbury - (MA) | Shrewsbury | Electric Utility | MA | 2.8 | 2.8 | 2.8 | Petroleum Liquids | DFO | IC | 12 | 1975 |  |  | (OP) Operating | Worcester
17127 | Town of Shrewsbury - (MA) | Shrewsbury | Electric Utility | MA | 2.8 | 2.8 | 2.8 | Petroleum Liquids | DFO | IC | 5 | 1978 |  |  | (OP) Operating | Worcester
56401 | NAEA Energy Massachusetts LLC | Dwight | IPP Non-CHP | MA | 0.4 | 0.4 | 0.4 | Conventional Hydroelectric | WAT | HY | 1 | 1920 |  |  | (OP) Operating | Hampden
56401 | NAEA Energy Massachusetts LLC | Dwight | IPP Non-CHP | MA | 0.4 | 0.4 | 0.4 | Conventional Hydroelectric | WAT | HY | 1 | 1920 |  |  | (OP) Operating | Hampden
56401 | NAEA Energy Massachusetts LLC | Dwight | IPP Non-CHP | MA | 0.4 | 0.5 | 0.5 | Conventional Hydroelectric | WAT | HY | 1 | 1920 |  |  | (OP) Operating | Hampden
56401 | NAEA Energy Massachusetts LLC | Indian Orchard | IPP Non-CHP | MA | 1.5 | 1.5 | 1.5 | Conventional Hydroelectric | WAT | HY | 1 | 1928 |  |  | (OP) Operating | Hampden
56401 | NAEA Energy Massachusetts LLC | Indian Orchard | IPP Non-CHP | MA | 2.2 | 2.2 | 2.2 | Conventional Hydroelectric | WAT | HY | 1 | 1928 |  |  | (OP) Operating | Hampden
58185 | FirstLight Power Resources, Inc. - MA | Turners Falls | IPP Non-CHP | MA | 1.4 | 1.9 | 1.9 | Conventional Hydroelectric | WAT | HY | 1 | 1913 |  |  | (OP) Operating | Franklin
58185 | FirstLight Power Resources, Inc. - MA | Turners Falls | IPP Non-CHP | MA | 0.4 | 0.4 | 0.4 | Conventional Hydroelectric | WAT | HY | 1 | 1913 |  |  | (OP) Operating | Franklin
58185 | FirstLight Power Resources, Inc. - MA | Turners Falls | IPP Non-CHP | MA | 1.3 | 1.3 | 1.3 | Conventional Hydroelectric | WAT | HY | 1 | 1910 |  |  | (OP) Operating | Franklin
58185 | FirstLight Power Resources, Inc. - MA | Turners Falls | IPP Non-CHP | MA | 1.3 | 1.4 | 1.4 | Conventional Hydroelectric | WAT | HY | 1 | 1905 |  |  | (OP) Operating | Franklin
58185 | FirstLight Power Resources, Inc. - MA | Turners Falls | IPP Non-CHP | MA | 1.3 | 1.4 | 1.4 | Conventional Hydroelectric | WAT | HY | 1 | 1910 |  |  | (OP) Operating | Franklin
11624 | City of Marblehead - (MA) | Wilkins Station | Electric Utility | MA | 2.7 | 2.5 | 2.5 | Petroleum Liquids | DFO | IC | 11 | 1975 |  |  | (OP) Operating | Essex
11624 | City of Marblehead - (MA) | Wilkins Station | Electric Utility | MA | 2.7 | 2.5 | 2.5 | Petroleum Liquids | DFO | IC | 11 | 1975 |  |  | (OP) Operating | Essex
3477 | City of Chicopee - (MA) | Front Street | Electric Utility | MA | 2.7 | 2.8 | 2.8 | Petroleum Liquids | DFO | IC | 1 | 1978 |  |  | (OP) Operating | Hampden
3477 | City of Chicopee - (MA) | Front Street | Electric Utility | MA | 2.7 | 2.8 | 2.8 | Petroleum Liquids | DFO | IC | 1 | 1978 |  |  | (OP) Operating | Hampden
3477 | City of Chicopee - (MA) | Front Street | Electric Utility | MA | 2.7 | 2.8 | 2.8 | Petroleum Liquids | DFO | IC | 1 | 1978 |  |  | (OP) Operating | Hampden
15371 | Town of Princeton - (MA) | Princeton Wind Farm | Electric Utility | MA | 3 | 3 | 3 | Onshore Wind Turbine | WND | WT | 1 | 2010 |  |  | (OP) Operating | Worcester
54765 | Bear Swamp Power Company LLC | Fife Brook | IPP Non-CHP | MA | 11.2 | 11.2 | 11.2 | Conventional Hydroelectric | WAT | HY | 10 | 1974 |  |  | (OP) Operating | Berkshire
54765 | Bear Swamp Power Company LLC | Bear Swamp | IPP Non-CHP | MA | 300 | 300 | 300 | Hydroelectric Pumped Storage | WAT | PS | 9 | 1974 |  |  | (OP) Operating | Berkshire
54765 | Bear Swamp Power Company LLC | Bear Swamp | IPP Non-CHP | MA | 300 | 300 | 300 | Hydroelectric Pumped Storage | WAT | PS | 10 | 1974 |  |  | (OP) Operating | Berkshire
8973 | Town of Hudson - (MA) | Cherry Street | Electric Utility | MA | 2.2 | 1.9 | 1.9 | Petroleum Liquids | DFO | IC | 12 | 1962 |  |  | (OP) Operating | Middlesex
8973 | Town of Hudson - (MA) | Cherry Street | Electric Utility | MA | 2.2 | 1.9 | 1.9 | Petroleum Liquids | DFO | IC | 12 | 1962 |  |  | (OP) Operating | Middlesex
8973 | Town of Hudson - (MA) | Cherry Street | Electric Utility | MA | 5.6 | 4.9 | 4.9 | Petroleum Liquids | DFO | IC | 10 | 1972 |  |  | (OP) Operating | Middlesex
8973 | Town of Hudson - (MA) | Cherry Street | Electric Utility | MA | 3.3 | 2.5 | 2.5 | Petroleum Liquids | DFO | IC | 5 | 1951 |  |  | (OP) Operating | Middlesex
8973 | Town of Hudson - (MA) | Cherry Street | Electric Utility | MA | 4 | 3.4 | 3.4 | Petroleum Liquids | DFO | IC | 3 | 1956 |  |  | (OP) Operating | Middlesex
8776 | City of Holyoke Gas and Electric Dept. | Cabot Holyoke | Electric Utility | MA | 0.8 | 0.6 | 0.6 | Conventional Hydroelectric | WAT | HY | 1 | 1893 |  |  | (OP) Operating | Hampden
8776 | City of Holyoke Gas and Electric Dept. | Cabot Holyoke | Electric Utility | MA | 0.8 | 0.6 | 0.6 | Conventional Hydroelectric | WAT | HY | 1 | 1938 |  |  | (OP) Operating | Hampden
8776 | City of Holyoke Gas and Electric Dept. | Cabot Holyoke | Electric Utility | MA | 0.4 | 0.4 | 0.4 | Conventional Hydroelectric | WAT | HY | 1 | 1939 |  |  | (OP) Operating | Hampden
8776 | City of Holyoke Gas and Electric Dept. | Cabot Holyoke | Electric Utility | MA | 0.6 | 0.5 | 0.5 | Conventional Hydroelectric | WAT | HY | 1 | 1907 |  |  | (OP) Operating | Hampden
7049 | General Electric Aircraft Engines | General Electric Aircraft Engines | Industrial CHP | MA | 10 | 8.5 | 8.5 | Natural Gas Steam Turbine | NG | ST | 1 | 1948 |  |  | (OP) Operating | Essex
7049 | General Electric Aircraft Engines | General Electric Aircraft Engines | Industrial CHP | MA | 10 | 8.5 | 8.5 | Natural Gas Steam Turbine | NG | ST | 1 | 1956 |  |  | (OP) Operating | Essex
7049 | General Electric Aircraft Engines | General Electric Aircraft Engines | Industrial CHP | MA | 12.5 | 6.8 | 7.8 | Natural Gas Steam Turbine | NG | ST | 1 | 1968 |  |  | (OP) Operating | Essex
7049 | General Electric Aircraft Engines | General Electric Aircraft Engines | Industrial CHP | MA | 2.1 | 2.1 | 2.1 | Solar Photovoltaic | SUN | PV | 5 | 2017 |  |  | (OP) Operating | Essex
11724 | Massachusetts Bay Trans Auth | M Street Jet | IPP Non-CHP | MA | 69 | 50 | 68 | Petroleum Liquids | KER | GT | 5 | 1979 |  |  | (OP) Operating | Suffolk
21970 | Northeast Energy Associates LP | Bellingham Cogeneration Facility | IPP Non-CHP | MA | 128.7 | 102 | 126 | Natural Gas Fired Combined Cycle | NG | CT | 9 | 1991 |  |  | (OP) Operating | Norfolk
21970 | Northeast Energy Associates LP | Bellingham Cogeneration Facility | IPP Non-CHP | MA | 128.7 | 102 | 126 | Natural Gas Fired Combined Cycle | NG | CT | 9 | 1991 |  |  | (OP) Operating | Norfolk
21970 | Northeast Energy Associates LP | Bellingham Cogeneration Facility | IPP Non-CHP | MA | 128.7 | 60 | 84 | Natural Gas Fired Combined Cycle | NG | CA | 9 | 1991 |  |  | (OP) Operating | Norfolk
3692 | Clark University | Clark University | Commercial CHP | MA | 2 | 2 | 2 | Natural Gas Internal Combustion Engine | NG | IC | 1 | 2013 |  |  | (OP) Operating | Worcester
39878 | Solutia Inc-Indian | Indian Orchard Plant 1 | Industrial CHP | MA | 5.7 | 3.2 | 4 | Natural Gas Steam Turbine | NG | ST | 5 | 1985 |  |  | (OP) Operating | Hampden
2016 | Boott Hydropower Inc | Boott Hydropower | IPP Non-CHP | MA | 7.5 | 7.1 | 6.9 | Conventional Hydroelectric | WAT | HY | 10 | 1985 |  |  | (OP) Operating | Middlesex
2016 | Boott Hydropower Inc | Boott Hydropower | IPP Non-CHP | MA | 7.5 | 7.1 | 6.9 | Conventional Hydroelectric | WAT | HY | 10 | 1985 |  |  | (OP) Operating | Middlesex
2016 | Boott Hydropower Inc | Boott Hydropower | IPP Non-CHP | MA | 7.9 | 7.5 | 7.3 | Conventional Hydroelectric | WAT | HY | 10 | 1985 |  |  | (OP) Operating | Middlesex
49911 | Swift River Hydro Operations Co., Inc | Pepperell Hydro Power Plant | Industrial Non-CHP | MA | 0.8 | 0.8 | 0.7 | Conventional Hydroelectric | WAT | HY | 1 | 1920 |  |  | (OP) Operating | Middlesex
49911 | Swift River Hydro Operations Co., Inc | Pepperell Hydro Power Plant | Industrial Non-CHP | MA | 0.8 | 0.8 | 0.7 | Conventional Hydroelectric | WAT | HY | 1 | 1920 |  |  | (OP) Operating | Middlesex
49911 | Swift River Hydro Operations Co., Inc | Pepperell Hydro Power Plant | Industrial Non-CHP | MA | 0.6 | 0.6 | 0.5 | Conventional Hydroelectric | WAT | HY | 12 | 2006 |  |  | (OP) Operating | Middlesex
11741 | Masspower | Masspower | IPP CHP | MA | 90 | 83 | 95 | Natural Gas Fired Combined Cycle | NG | CT | 7 | 1993 |  |  | (OP) Operating | Hampden
11741 | Masspower | Masspower | IPP CHP | MA | 90 | 83 | 95 | Natural Gas Fired Combined Cycle | NG | CT | 7 | 1993 |  |  | (OP) Operating | Hampden
11741 | Masspower | Masspower | IPP CHP | MA | 80.9 | 79 | 90 | Natural Gas Fired Combined Cycle | NG | CA | 7 | 1993 |  |  | (OP) Operating | Hampden
11427 | Massachusetts Wtr Rauth-Deer I | Deer Island Treatment Plant | Commercial CHP | MA | 1 | 1 | 1 | Conventional Hydroelectric | WAT | HY | 7 | 2001 |  |  | (OP) Operating | Suffolk
11427 | Massachusetts Wtr Rauth-Deer I | Deer Island Treatment Plant | Commercial CHP | MA | 1 | 1 | 1 | Conventional Hydroelectric | WAT | HY | 7 | 2001 |  |  | (OP) Operating | Suffolk
11427 | Massachusetts Wtr Rauth-Deer I | Deer Island Treatment Plant | Commercial CHP | MA | 0.1 | 0.1 | 0.1 | Solar Photovoltaic | SUN | PV | 5 | 2008 |  |  | (OP) Operating | Suffolk
11427 | Massachusetts Wtr Rauth-Deer I | Deer Island Treatment Plant | Commercial CHP | MA | 17.5 | 9 | 17.5 | Other Waste Biomass | OBG | ST | 7 | 1998 |  |  | (OP) Operating | Suffolk
11427 | Massachusetts Wtr Rauth-Deer I | Deer Island Treatment Plant | Commercial CHP | MA | 0.6 | 0.6 | 0.6 | Onshore Wind Turbine | WND | WT | 11 | 2009 |  |  | (OP) Operating | Suffolk
11427 | Massachusetts Wtr Rauth-Deer I | Deer Island Treatment Plant | Commercial CHP | MA | 0.6 | 0.6 | 0.6 | Onshore Wind Turbine | WND | WT | 11 | 2009 |  |  | (OP) Operating | Suffolk
11426 | Massachusetts Water Res Auth | Oakdale Power Station | IPP Non-CHP | MA | 3.5 | 3 | 3 | Conventional Hydroelectric | WAT | HY | 5 | 1951 |  |  | (OP) Operating | Worcester
11426 | Massachusetts Water Res Auth | Cosgrove Intake and Power Station | IPP Non-CHP | MA | 1.6 | 1 | 1 | Conventional Hydroelectric | WAT | HY | 1 | 1969 |  |  | (OP) Operating | Worcester
11426 | Massachusetts Water Res Auth | Cosgrove Intake and Power Station | IPP Non-CHP | MA | 1.6 | 1 | 1 | Conventional Hydroelectric | WAT | HY | 1 | 1969 |  |  | (OP) Operating | Worcester
12258 | Medical Area Total Egy Plt Inc | Medical Area Total Energy Plant | Commercial CHP | MA | 12.5 | 12.5 | 12.5 | Natural Gas Fired Combustion Turbine | NG | GT | 12 | 2003 |  |  | (OP) Operating | Suffolk
12258 | Medical Area Total Egy Plt Inc | Medical Area Total Energy Plant | Commercial CHP | MA | 12.5 | 12.5 | 12.5 | Natural Gas Fired Combustion Turbine | NG | GT | 12 | 2003 |  |  | (OP) Operating | Suffolk
12258 | Medical Area Total Egy Plt Inc | Medical Area Total Energy Plant | Commercial CHP | MA | 13.8 | 12.8 | 14.9 | Natural Gas Fired Combustion Turbine | NG | GT | 7 | 2017 |  |  | (OP) Operating | Suffolk
12258 | Medical Area Total Egy Plt Inc | Medical Area Total Energy Plant | Commercial CHP | MA | 11 | 11 | 10.3 | Natural Gas Steam Turbine | NG | ST | 1 | 1980 |  |  | (OP) Operating | Suffolk
12258 | Medical Area Total Egy Plt Inc | Medical Area Total Energy Plant | Commercial CHP | MA | 11 | 11 | 10.3 | Natural Gas Steam Turbine | NG | ST | 1 | 1980 |  |  | (OP) Operating | Suffolk
15114 | Pittsfield Generating Company, LP | Pittsfield Generating LP | IPP CHP | MA | 40.7 | 35.2 | 43.3 | Natural Gas Fired Combined Cycle | NG | CT | 7 | 1990 |  |  | (OP) Operating | Berkshire
15114 | Pittsfield Generating Company, LP | Pittsfield Generating LP | IPP CHP | MA | 40.7 | 35.2 | 43.3 | Natural Gas Fired Combined Cycle | NG | CT | 7 | 1990 |  |  | (OP) Operating | Berkshire
15114 | Pittsfield Generating Company, LP | Pittsfield Generating LP | IPP CHP | MA | 40.7 | 35.2 | 43.3 | Natural Gas Fired Combined Cycle | NG | CT | 7 | 1990 |  |  | (OP) Operating | Berkshire
15114 | Pittsfield Generating Company, LP | Pittsfield Generating LP | IPP CHP | MA | 53.4 | 45.8 | 53.4 | Natural Gas Fired Combined Cycle | NG | CA | 7 | 1990 |  |  | (OP) Operating | Berkshire
16544 | Saint - Gobain Abrasives Inc | Norton Powerhouse | Industrial CHP | MA | 2.5 | 2.5 | 2.5 | Natural Gas Steam Turbine | NG | ST | 1 | 1939 |  |  | (OP) Operating | Worcester
16544 | Saint - Gobain Abrasives Inc | Norton Powerhouse | Industrial CHP | MA | 3.1 | 3.1 | 3.1 | Natural Gas Steam Turbine | NG | ST | 1 | 1954 |  |  | (OP) Operating | Worcester
23955 | University of Massachusetts Medical | Univ of Massachusetts Medical Center | Commercial CHP | MA | 2.5 | 1.5 | 1.5 | Natural Gas Steam Turbine | NG | ST | 4 | 1974 |  |  | (OP) Operating | Worcester
23955 | University of Massachusetts Medical | Univ of Massachusetts Medical Center | Commercial CHP | MA | 2.5 | 1.5 | 1.5 | Natural Gas Steam Turbine | NG | ST | 4 | 1974 |  |  | (OP) Operating | Worcester
23955 | University of Massachusetts Medical | Univ of Massachusetts Medical Center | Commercial CHP | MA | 5 | 3 | 3 | Natural Gas Steam Turbine | NG | ST | 6 | 2002 |  |  | (OP) Operating | Worcester
23955 | University of Massachusetts Medical | Univ of Massachusetts Medical Center | Commercial CHP | MA | 7.5 | 6 | 7.5 | Natural Gas Fired Combustion Turbine | NG | GT | 2 | 2013 |  |  | (OP) Operating | Worcester
56125 | Covanta Springfield LLC | Pioneer Valley Resource Recovery | IPP Non-CHP | MA | 9.4 | 7.5 | 7.5 | Municipal Solid Waste | MSW | ST | 5 | 1988 |  |  | (OP) Operating | Hampden
16929 | SEMASS Partnership | SEMASS Resource Recovery | IPP Non-CHP | MA | 64.5 | 53.3 | 53.3 | Municipal Solid Waste | MSW | ST | 7 | 1988 |  |  | (OP) Operating | Plymouth
16929 | SEMASS Partnership | SEMASS Resource Recovery | IPP Non-CHP | MA | 34 | 26.7 | 26.7 | Municipal Solid Waste | MSW | ST | 4 | 1993 |  |  | (OP) Operating | Plymouth
23576 | Lawrence Hydroelectric Assoc | Lawrence Hydroelectric Associates | IPP Non-CHP | MA | 7.4 | 7 | 6.8 | Conventional Hydroelectric | WAT | HY | 7 | 1981 |  |  | (OP) Operating | Essex
23576 | Lawrence Hydroelectric Assoc | Lawrence Hydroelectric Associates | IPP Non-CHP | MA | 7.4 | 7 | 6.8 | Conventional Hydroelectric | WAT | HY | 7 | 1981 |  |  | (OP) Operating | Essex
13982 | Ogden Projects Inc-Haverhill | Covanta Haverhill | IPP Non-CHP | MA | 46 | 42.8 | 43.2 | Municipal Solid Waste | MSW | ST | 5 | 1989 |  |  | (OP) Operating | Essex
3477 | City of Chicopee - (MA) | Chicopee Hydroelectric Station | Electric Utility | MA | 1.2 | 1.2 | 1.2 | Conventional Hydroelectric | WAT | HY | 5 | 1985 |  |  | (OP) Operating | Hampden
3477 | City of Chicopee - (MA) | Chicopee Hydroelectric Station | Electric Utility | MA | 1.2 | 1.2 | 1.2 | Conventional Hydroelectric | WAT | HY | 5 | 1985 |  |  | (OP) Operating | Hampden
20541 | Wheelabrator Environmental Systems | Wheelabrator North Andover | IPP Non-CHP | MA | 40.3 | 30 | 30 | Municipal Solid Waste | MSW | ST | 5 | 1985 |  |  | (OP) Operating | Essex
20541 | Wheelabrator Environmental Systems | Wheelabrator Millbury Facility | IPP Non-CHP | MA | 47.6 | 40 | 40 | Municipal Solid Waste | MSW | ST | 9 | 1987 |  |  | (OP) Operating | Worcester
20541 | Wheelabrator Environmental Systems | Wheelabrator Saugus | IPP Non-CHP | MA | 53.7 | 32 | 32 | Municipal Solid Waste | MSW | ST | 8 | 1985 |  |  | (OP) Operating | Essex
5623 | Rousselot Inc | Rousselot Inc | Industrial CHP | MA | 3.7 | 3.3 | 3.3 | Natural Gas Steam Turbine | NG | ST | 4 | 1969 |  |  | (OP) Operating | Essex
56516 | Morris Energy Operations Company, LLC | Dartmouth Power Associates LP | IPP Non-CHP | MA | 45 | 62.1 | 67.7 | Natural Gas Fired Combined Cycle | NG | CT | 3 | 1992 |  |  | (OP) Operating | Bristol
56516 | Morris Energy Operations Company, LLC | Dartmouth Power Associates LP | IPP Non-CHP | MA | 32 |  |  | Natural Gas Fired Combined Cycle | NG | CA | 3 | 1992 |  |  | (OP) Operating | Bristol
56516 | Morris Energy Operations Company, LLC | Dartmouth Power Associates LP | IPP Non-CHP | MA | 24.7 | 19.6 | 21.8 | Natural Gas Fired Combustion Turbine | NG | GT | 9 | 2009 |  |  | (OP) Operating | Bristol
59386 | Ampersand Collins Hydro LLC | Collins Facility | IPP Non-CHP | MA | 0.6 | 0.8 | 0.8 | Conventional Hydroelectric | WAT | HY | 3 | 1985 |  |  | (OP) Operating | Hampden
59386 | Ampersand Collins Hydro LLC | Collins Facility | IPP Non-CHP | MA | 0.6 | 0.8 | 0.8 | Conventional Hydroelectric | WAT | HY | 3 | 1985 |  |  | (OP) Operating | Hampden
7209 | The Gillette Company | Gillette SBMC | Industrial CHP | MA | 7.2 | 7.2 | 7.2 | Natural Gas Fired Combustion Turbine | NG | GT | 7 | 2011 |  |  | (OP) Operating | Suffolk
7209 | The Gillette Company | Gillette SBMC | Industrial CHP | MA | 5 | 5 | 5 | Natural Gas Steam Turbine | NG | ST | 2 | 1971 |  |  | (OP) Operating | Suffolk
5989 | Erving Paper Mills Inc | Erving Paper Mills | Industrial CHP | MA | 0.6 | 0.3 | 0.3 | Natural Gas Steam Turbine | NG | ST | 12 | 2013 |  |  | (OP) Operating | Franklin
5989 | Erving Paper Mills Inc | Erving Paper Mills | Industrial CHP | MA | 5.6 | 5.6 | 5.6 | Natural Gas Fired Combustion Turbine | NG | GT | 11 | 2015 |  |  | (OP) Operating | Franklin
56171 | Bicent Power | Tanner Street Generation | IPP Non-CHP | MA | 57.9 | 58 | 58 | Natural Gas Fired Combined Cycle | NG | CT | 10 | 2008 |  |  | (OP) Operating | Middlesex
56171 | Bicent Power | Tanner Street Generation | IPP Non-CHP | MA | 27.1 | 17 | 19 | Natural Gas Fired Combined Cycle | NG | CA | 10 | 1992 |  |  | (OP) Operating | Middlesex
14995 | Pinetree Power Fitchburg, LLC | Pinetree Power Fitchburg | IPP Non-CHP | MA | 18 | 16 | 16 | Wood/Wood Waste Biomass | WDS | ST | 8 | 1992 |  |  | (OP) Operating | Worcester
12469 | Milford Power Ltd Partnership | Milford Power LP | IPP Non-CHP | MA | 128.9 | 107.9 | 123.6 | Natural Gas Fired Combined Cycle | NG | CT | 3 | 1993 |  |  | (OP) Operating | Worcester
12469 | Milford Power Ltd Partnership | Milford Power LP | IPP Non-CHP | MA | 102.3 | 40.1 | 46.2 | Natural Gas Fired Combined Cycle | NG | CA | 3 | 1993 |  |  | (OP) Operating | Worcester
11820 | Massachusetts Inst of Tech | Mass Inst Tech Cntrl Utilities/Cogen Plt | Commercial CHP | MA | 21.2 | 19 | 23 | Natural Gas Fired Combustion Turbine | NG | GT | 6 | 1995 | 4 | 2020 | (OP) Operating | Middlesex
20347 | Wellesley College | Wellesley College Central Utility Plant | Commercial CHP | MA | 1.3 | 1.2 | 1.3 | Natural Gas Internal Combustion Engine | NG | IC | 7 | 1994 |  |  | (OP) Operating | Norfolk
20347 | Wellesley College | Wellesley College Central Utility Plant | Commercial CHP | MA | 1.3 | 1.2 | 1.3 | Natural Gas Internal Combustion Engine | NG | IC | 7 | 1994 |  |  | (OP) Operating | Norfolk
20347 | Wellesley College | Wellesley College Central Utility Plant | Commercial CHP | MA | 1.3 | 1.2 | 1.3 | Natural Gas Internal Combustion Engine | NG | IC | 7 | 1994 |  |  | (OP) Operating | Norfolk
20347 | Wellesley College | Wellesley College Central Utility Plant | Commercial CHP | MA | 1.9 | 1.9 | 1.9 | Natural Gas Internal Combustion Engine | NG | IC | 7 | 1999 |  |  | (OP) Operating | Norfolk
8776 | City of Holyoke Gas and Electric Dept. | Harris Energy Realty | Electric Utility | MA | 0.3 | 0.3 | 0.3 | Conventional Hydroelectric | WAT | HY | 1 | 1999 | 12 | 2018 | (OP) Operating | Hampden
8776 | City of Holyoke Gas and Electric Dept. | Harris Energy Realty | Electric Utility | MA | 0.5 | 0.4 | 0.4 | Conventional Hydroelectric | WAT | HY | 1 | 1982 | 12 | 2018 | (OP) Operating | Hampden
8776 | City of Holyoke Gas and Electric Dept. | Harris Energy Realty | Electric Utility | MA | 0.5 | 0.5 | 0.5 | Conventional Hydroelectric | WAT | HY | 1 | 1982 |  |  | (OP) Operating | Hampden
55773 | Dighton Power, LLC | Dighton Power Plant | IPP Non-CHP | MA | 200 | 162.8 | 188.2 | Natural Gas Fired Combined Cycle | NG | CS | 5 | 1999 |  |  | (OP) Operating | Bristol
1616 | Berkshire Power Co LLC | Berkshire Power | IPP Non-CHP | MA | 289 | 229.3 | 246.3 | Natural Gas Fired Combined Cycle | NG | CS | 9 | 1999 |  |  | (OP) Operating | Hampden
12713 | Millennium Power Partners LP | Millennium Power | IPP Non-CHP | MA | 230 | 214.8 | 246.2 | Natural Gas Fired Combined Cycle | NG | CT | 4 | 2001 |  |  | (OP) Operating | Worcester
12713 | Millennium Power Partners LP | Millennium Power | IPP Non-CHP | MA | 130 | 120.1 | 137.7 | Natural Gas Fired Combined Cycle | NG | CA | 4 | 2001 |  |  | (OP) Operating | Worcester
57226 | MM Taunton Energy LLC | MM Taunton Energy | IPP Non-CHP | MA | 0.9 | 0.9 | 0.9 | Landfill Gas | LFG | IC | 9 | 1997 |  |  | (OP) Operating | Bristol
57226 | MM Taunton Energy LLC | MM Taunton Energy | IPP Non-CHP | MA | 0.9 | 0.9 | 0.9 | Landfill Gas | LFG | IC | 9 | 1997 |  |  | (OP) Operating | Bristol
57226 | MM Taunton Energy LLC | MM Taunton Energy | IPP Non-CHP | MA | 0.9 | 0.9 | 0.9 | Landfill Gas | LFG | IC | 5 | 2011 |  |  | (OP) Operating | Bristol
57226 | MM Taunton Energy LLC | MM Taunton Energy | IPP Non-CHP | MA | 0.9 | 0.9 | 0.9 | Landfill Gas | LFG | IC | 5 | 2011 |  |  | (OP) Operating | Bristol
641 | ANP Bellingham Energy Company LLC | ANP Bellingham Energy Project | IPP Non-CHP | MA | 289 | 270.3 | 299.1 | Natural Gas Fired Combined Cycle | NG | CS | 11 | 2002 |  |  | (OP) Operating | Norfolk
641 | ANP Bellingham Energy Company LLC | ANP Bellingham Energy Project | IPP Non-CHP | MA | 289 | 264.9 | 298.2 | Natural Gas Fired Combined Cycle | NG | CS | 12 | 2002 |  |  | (OP) Operating | Norfolk
656 | ANP Blackstone Energy Company LLC | ANP Blackstone Energy Project | IPP Non-CHP | MA | 289 | 250.7 | 280.7 | Natural Gas Fired Combined Cycle | NG | CS | 6 | 2001 |  |  | (OP) Operating | Worcester
656 | ANP Blackstone Energy Company LLC | ANP Blackstone Energy Project | IPP Non-CHP | MA | 289 | 248.7 | 278.8 | Natural Gas Fired Combined Cycle | NG | CS | 7 | 2001 |  |  | (OP) Operating | Worcester
59368 | Calpine Fore River Energy Center, LLC | Fore River Generating Station | IPP Non-CHP | MA | 278.6 | 228.8 | 265.7 | Natural Gas Fired Combined Cycle | NG | CT | 8 | 2003 |  |  | (OP) Operating | Norfolk
59368 | Calpine Fore River Energy Center, LLC | Fore River Generating Station | IPP Non-CHP | MA | 278.6 | 228.1 | 264.9 | Natural Gas Fired Combined Cycle | NG | CT | 8 | 2003 |  |  | (OP) Operating | Norfolk
59368 | Calpine Fore River Energy Center, LLC | Fore River Generating Station | IPP Non-CHP | MA | 315 | 269.1 | 312.4 | Natural Gas Fired Combined Cycle | NG | CA | 8 | 2003 |  |  | (OP) Operating | Norfolk
25049 | Gas Recovery Systems Inc | GRS Fall River | IPP Non-CHP | MA | 5.3 | 4.4 | 4.8 | Landfill Gas | LFG | GT | 7 | 2000 |  |  | (OP) Operating | Bristol
56221 | New England Confectionery Co Inc | NECCO Co-Generation | IPP CHP | MA | 2.9 | 2.8 | 2.9 | Natural Gas Internal Combustion Engine | NG | IC | 3 | 2004 |  |  | (OP) Operating | Suffolk
56221 | New England Confectionery Co Inc | NECCO Co-Generation | IPP CHP | MA | 2.9 | 2.8 | 2.9 | Natural Gas Internal Combustion Engine | NG | IC | 3 | 2004 |  |  | (OP) Operating | Suffolk
54812 | AMERESCO Chicopee Energy LLC | Ameresco Chicopee Energy | IPP Non-CHP | MA | 2.1 | 2 | 2 | Landfill Gas | LFG | IC | 3 | 2010 |  |  | (OP) Operating | Hampden
54812 | AMERESCO Chicopee Energy LLC | Ameresco Chicopee Energy | IPP Non-CHP | MA | 1.9 | 1.9 | 1.9 | Landfill Gas | LFG | IC | 2 | 2004 |  |  | (OP) Operating | Hampden
54812 | AMERESCO Chicopee Energy LLC | Ameresco Chicopee Energy | IPP Non-CHP | MA | 1.9 | 1.9 | 1.9 | Landfill Gas | LFG | IC | 2 | 2004 |  |  | (OP) Operating | Hampden
54812 | AMERESCO Chicopee Energy LLC | Ameresco Chicopee Energy | IPP Non-CHP | MA | 1.9 | 1.9 | 1.9 | Landfill Gas | LFG | IC | 2 | 2004 |  |  | (OP) Operating | Hampden
54842 | WM Renewable Energy LLC | Fitchburg Gas Recovery | IPP Non-CHP | MA | 1.6 | 1.6 | 1.6 | Landfill Gas | LFG | IC | 10 | 2007 |  |  | (OP) Operating | Worcester
54842 | WM Renewable Energy LLC | Fitchburg Gas Recovery | IPP Non-CHP | MA | 1.6 | 1.6 | 1.6 | Landfill Gas | LFG | IC | 10 | 2007 |  |  | (OP) Operating | Worcester
54842 | WM Renewable Energy LLC | Fitchburg Gas Recovery | IPP Non-CHP | MA | 1.6 | 1.6 | 1.6 | Landfill Gas | LFG | IC | 1 | 2009 |  |  | (OP) Operating | Worcester
8797 | Hull Municipal Light Plant | Hull Wind II | Electric Utility | MA | 1.8 | 1.8 | 1.8 | Onshore Wind Turbine | WND | WT | 5 | 2006 |  |  | (OP) Operating | Plymouth
56406 | Newark America | Newark America Mill | Industrial CHP | MA | 6.3 | 3 | 3 | Natural Gas Steam Turbine | NG | ST | 2 | 2007 |  |  | (OP) Operating | Worcester
56619 | Air Force Civil Engineer Center | MA Military Reservation Wind Project | IPP Non-CHP | MA | 1.5 | 1.5 | 1.5 | Onshore Wind Turbine | WND | WT | 12 | 2009 |  |  | (OP) Operating | Barnstable
56619 | Air Force Civil Engineer Center | MA Military Reservation Wind Project | IPP Non-CHP | MA | 1.5 | 1.5 | 1.5 | Onshore Wind Turbine | WND | WT | 11 | 2011 |  |  | (OP) Operating | Barnstable
56619 | Air Force Civil Engineer Center | MA Military Reservation Wind Project | IPP Non-CHP | MA | 1.5 | 1.5 | 1.5 | Onshore Wind Turbine | WND | WT | 11 | 2011 |  |  | (OP) Operating | Barnstable
11804 | Massachusetts Electric Co | Dorchester Solar Site | Electric Utility | MA | 1 | 1 | 1 | Solar Photovoltaic | SUN | PV | 1 | 2012 |  |  | (OP) Operating | Suffolk
11804 | Massachusetts Electric Co | Haverhill Solar Power Project | Electric Utility | MA | 1 | 0.8 | 0.5 | Solar Photovoltaic | SUN | PV | 12 | 2010 |  |  | (OP) Operating | Essex
11804 | Massachusetts Electric Co | NEDC Solar Site | Electric Utility | MA | 1 | 0.8 | 0.5 | Solar Photovoltaic | SUN | PV | 6 | 2010 |  |  | (OP) Operating | Worcester
15399 | Avangrid Renewables LLC | New England Wind LLC | IPP Non-CHP | MA | 28.5 | 28.5 | 28.5 | Onshore Wind Turbine | WND | WT | 12 | 2012 |  |  | (OP) Operating | Berkshire
56742 | Notus Clean Energy LLC | Notus Wind 1 | IPP Non-CHP | MA | 1.7 | 1.7 | 1.7 | Onshore Wind Turbine | WND | WT | 7 | 2010 |  |  | (OP) Operating | Barnstable
56769 | Consolidated Edison Development Inc. | Dartmouth Solar | IPP Non-CHP | MA | 1.6 | 1.6 | 1.6 | Solar Photovoltaic | SUN | PV | 3 | 2011 |  |  | (OP) Operating | Bristol
56999 | Western Massachusetts Electric Company | Indian Orchard PV Facility | Electric Utility | MA | 2.3 | 2.3 | 2.3 | Solar Photovoltaic | SUN | PV | 12 | 2011 |  |  | (OP) Operating | Hampden
56999 | Western Massachusetts Electric Company | Silver Lake Solar Photovoltaic Facility | Electric Utility | MA | 1.8 | 1.8 | 1.8 | Solar Photovoltaic | SUN | PV | 12 | 2010 |  |  | (OP) Operating | Berkshire
11806 | Massachusetts Mun Wholes Electric Co | Berkshire Wind Power Project | Electric Utility | MA | 15 | 15 | 15 | Onshore Wind Turbine | WND | WT | 5 | 2011 |  |  | (OP) Operating | Berkshire
56769 | Consolidated Edison Development Inc. | Dartmouth II Solar | IPP Non-CHP | MA | 2 | 2 | 2 | Solar Photovoltaic | SUN | PV | 6 | 2012 |  |  | (OP) Operating | Bristol
9442 | Town of Ipswich - (MA) | Ipswich Wind Turbine | Electric Utility | MA | 1.6 | 1.6 | 1.6 | Onshore Wind Turbine | WND | WT | 5 | 2011 |  |  | (OP) Operating | Essex
57309 | Holyoke Solar LLC | Holyoke Solar Cooperative at Mueller | IPP Non-CHP | MA | 2.7 | 2.7 | 2.7 | Solar Photovoltaic | SUN | PV | 12 | 2011 |  |  | (OP) Operating | Hampden
56769 | Consolidated Edison Development Inc. | Douglas Solar | IPP Non-CHP | MA | 2 | 2 | 2 | Solar Photovoltaic | SUN | PV | 12 | 2012 |  |  | (OP) Operating | Worcester
57318 | Constellation Solar Net Metering LLC | Town of Uxbridge MA at Commerce Dr | IPP Non-CHP | MA | 1.8 | 1.8 | 1.8 | Solar Photovoltaic | SUN | PV | 6 | 2012 |  |  | (OP) Operating | Worcester
57319 | Constellation Solar Massachusetts LLC | Town of Norfolk MA at Medway Branch | IPP Non-CHP | MA | 1.2 | 1.2 | 1.2 | Solar Photovoltaic | SUN | PV | 6 | 2012 |  |  | (OP) Operating | Norfolk
56769 | Consolidated Edison Development Inc. | Groveland Solar | IPP Non-CHP | MA | 3.2 | 3.2 | 3.2 | Solar Photovoltaic | SUN | PV | 12 | 2012 |  |  | (OP) Operating | Essex
56769 | Consolidated Edison Development Inc. | Shrewsbury Solar | IPP Non-CHP | MA | 2.5 | 2.5 | 2.5 | Solar Photovoltaic | SUN | PV | 10 | 2012 |  |  | (OP) Operating | Worcester
57365 | Consolidated Edison Solutions Inc | Boston Scientific Solar | IPP Non-CHP | MA | 1.1 | 1.1 | 1.1 | Solar Photovoltaic | SUN | PV | 12 | 2012 |  |  | (OP) Operating | Norfolk
57401 | Mt Wachusett Community College | Mt Wachusett Community College | Commercial Non-CHP | MA | 1.7 | 1.7 | 1.7 | Onshore Wind Turbine | WND | WT | 3 | 2011 |  |  | (OP) Operating | Worcester
57401 | Mt Wachusett Community College | Mt Wachusett Community College | Commercial Non-CHP | MA | 1.7 | 1.7 | 1.7 | Onshore Wind Turbine | WND | WT | 3 | 2011 |  |  | (OP) Operating | Worcester
57365 | Consolidated Edison Solutions Inc | Padelford Solar | IPP Non-CHP | MA | 2.2 | 2.2 | 2.2 | Solar Photovoltaic | SUN | PV | 12 | 2012 |  |  | (OP) Operating | Bristol
57443 | MWRA Charlestown | Charlestown Wind Turbine | IPP Non-CHP | MA | 1.5 | 1.5 | 1.5 | Onshore Wind Turbine | WND | WT | 10 | 2011 |  |  | (OP) Operating | Suffolk
58465 | Green States Energy, Inc. | Green Meadows | IPP Non-CHP | MA | 3.5 | 3.5 | 3.5 | Solar Photovoltaic | SUN | PV | 5 | 2014 |  |  | (OP) Operating | Barnstable
58109 | President & Trustees of Williams College | Williams College - Campus CHP | Commercial CHP | MA | 3 | 3 | 3 | Natural Gas Steam Turbine | NG | ST | 3 | 2003 |  |  | (OP) Operating | Berkshire
58109 | President & Trustees of Williams College | Williams College - Campus CHP | Commercial CHP | MA | 2 | 2 | 2 | Petroleum Liquids | DFO | IC | 12 | 2017 |  |  | (OP) Operating | Berkshire
58109 | President & Trustees of Williams College | Williams College - Campus CHP | Commercial CHP | MA | 2 | 2 | 2 | Petroleum Liquids | DFO | IC | 12 | 2017 |  |  | (OP) Operating | Berkshire
58138 | The Trustees of Smith College | Smith College Central Heating Plant | Commercial CHP | MA | 5.3 | 2.7 | 3.5 | Natural Gas Fired Combustion Turbine | NG | GT | 10 | 2008 |  |  | (OP) Operating | Hampshire
57365 | Consolidated Edison Solutions Inc | Wilson Solar | IPP Non-CHP | MA | 2 | 2 | 2 | Solar Photovoltaic | SUN | PV | 6 | 2013 |  |  | (OP) Operating | Worcester
58152 | Amherst College | Amherst College Co Gen | Commercial CHP | MA | 1.2 | 1.2 | 1.2 | Natural Gas Fired Combustion Turbine | NG | GT | 11 | 2006 |  |  | (OP) Operating | Hampshire
58152 | Amherst College | Amherst College Co Gen | Commercial CHP | MA | 0.5 | 0.5 | 0.5 | Natural Gas Steam Turbine | NG | ST | 11 | 2006 |  |  | (OP) Operating | Hampshire
58185 | FirstLight Power Resources, Inc. - MA | NFM Solar Power LLC | IPP Non-CHP | MA | 1.9 | 1.9 | 1.9 | Solar Photovoltaic | SUN | PV | 3 | 2012 |  |  | (OP) Operating | Franklin
59622 | Ahana Renewables, LLC | Acushnet AD Makepeace | IPP Non-CHP | MA | 4.7 | 4.7 | 4.7 | Solar Photovoltaic | SUN | PV | 7 | 2012 |  |  | (OP) Operating | Plymouth
59622 | Ahana Renewables, LLC | Acushnet Hawes Reed Road | IPP Non-CHP | MA | 1 | 1 | 1 | Solar Photovoltaic | SUN | PV | 7 | 2012 |  |  | (OP) Operating | Bristol
59622 | Ahana Renewables, LLC | Easthampton Landfill-City of Easthampton | IPP Non-CHP | MA | 1.9 | 1.9 | 1.9 | Solar Photovoltaic | SUN | PV | 6 | 2012 |  |  | (OP) Operating | Hampshire
59155 | First Wind O&M, LLC | Mass Midstate Solar 3 | IPP Non-CHP | MA | 4 | 4 | 4 | Solar Photovoltaic | SUN | PV | 5 | 2014 |  |  | (OP) Operating | Worcester
59155 | First Wind O&M, LLC | Mass Midstate Solar 2 | IPP Non-CHP | MA | 5 | 5 | 5 | Solar Photovoltaic | SUN | PV | 5 | 2014 |  |  | (OP) Operating | Worcester
59155 | First Wind O&M, LLC | Mass Midstate Solar 1 | IPP Non-CHP | MA | 5 | 5 | 5 | Solar Photovoltaic | SUN | PV | 5 | 2014 |  |  | (OP) Operating | Worcester
59155 | First Wind O&M, LLC | Millbury Solar | IPP Non-CHP | MA | 3 | 3 | 3 | Solar Photovoltaic | SUN | PV | 4 | 2014 |  |  | (OP) Operating | Worcester
58258 | SunRay Power LLC | Leicester One MA Solar LLC | IPP Non-CHP | MA | 6 | 6 | 6 | Solar Photovoltaic | SUN | PV | 1 | 2015 |  |  | (OP) Operating | Worcester
58598 | Mass Solar, LLC | Freetown Solar | IPP Non-CHP | MA | 5 | 4.5 | 4.5 | Solar Photovoltaic | SUN | PV | 3 | 2015 |  |  | (OP) Operating | Bristol
57365 | Consolidated Edison Solutions Inc | Quittacas Pond Solar | IPP Non-CHP | MA | 3.5 | 3.5 | 3.5 | Solar Photovoltaic | SUN | PV | 12 | 2013 |  |  | (OP) Operating | Plymouth
56769 | Consolidated Edison Development Inc. | Northbridge Solar | IPP Non-CHP | MA | 1.9 | 1.9 | 1.9 | Solar Photovoltaic | SUN | PV | 8 | 2013 |  |  | (OP) Operating | Worcester
59139 | SunEdison LLC | CES Sterling LLC | IPP Non-CHP | MA | 2.4 | 2 | 2 | Solar Photovoltaic | SUN | PV | 2 | 2013 |  |  | (OP) Operating | Worcester
57081 | WGL Energy Systems, Inc | Bellingham PV | IPP Non-CHP | MA | 3 | 3 | 3 | Solar Photovoltaic | SUN | PV | 10 | 2013 |  |  | (OP) Operating | Worcester
57081 | WGL Energy Systems, Inc | Marshfield PV | IPP Non-CHP | MA | 3 | 3 | 3 | Solar Photovoltaic | SUN | PV | 12 | 2013 |  |  | (OP) Operating | Plymouth
57081 | WGL Energy Systems, Inc | Orange PV | IPP Non-CHP | MA | 2 | 2 | 2 | Solar Photovoltaic | SUN | PV | 7 | 2013 |  |  | (OP) Operating | Franklin
57081 | WGL Energy Systems, Inc | Maynard PV | IPP Non-CHP | MA | 1 | 1 | 1 | Solar Photovoltaic | SUN | PV | 1 | 2014 |  |  | (OP) Operating | Middlesex
57081 | WGL Energy Systems, Inc | Southbridge PV | IPP Non-CHP | MA | 3 | 3 | 3 | Solar Photovoltaic | SUN | PV | 1 | 2014 |  |  | (OP) Operating | Worcester
58506 | Westford Solar Park | Westford Solar Park | IPP Non-CHP | MA | 4 | 4 | 4 | Solar Photovoltaic | SUN | PV | 4 | 2012 |  |  | (OP) Operating | Middlesex
56769 | Consolidated Edison Development Inc. | Merrimac Solar | IPP Non-CHP | MA | 1.5 | 1.5 | 1.5 | Solar Photovoltaic | SUN | PV | 12 | 2013 |  |  | (OP) Operating | Essex
56999 | Western Massachusetts Electric Company | Cottage Street Solar Facility | Electric Utility | MA | 3.2 | 3.2 | 3.2 | Solar Photovoltaic | SUN | PV | 5 | 2014 |  |  | (OP) Operating | Hampden
60947 | Tesla Inc. | Town of East Bridgewater | IPP Non-CHP | MA | 2 | 2 | 2 | Solar Photovoltaic | SUN | PV | 6 | 2013 |  |  | (OP) Operating | Plymouth
58578 | PPS Berkshire Solar LLC | Berkshire 1 | IPP Non-CHP | MA | 1.8 | 1.8 | 1.8 | Solar Photovoltaic | SUN | PV | 12 | 2011 |  |  | (OP) Operating | Berkshire
58598 | Mass Solar, LLC | North Brookfield | IPP Non-CHP | MA | 3 | 3 | 3 | Solar Photovoltaic | SUN | PV | 6 | 2014 |  |  | (OP) Operating | Worcester
58604 | US Air Force | Cape Cod Air Force Station - 6 SWS | Commercial Non-CHP | MA | 1.7 | 1.7 | 1.7 | Onshore Wind Turbine | WND | WT | 1 | 2014 |  |  | (OP) Operating | Barnstable
58604 | US Air Force | Cape Cod Air Force Station - 6 SWS | Commercial Non-CHP | MA | 1.7 | 1.7 | 1.7 | Onshore Wind Turbine | WND | WT | 1 | 2014 |  |  | (OP) Operating | Barnstable
58598 | Mass Solar, LLC | Braley Road 2 | IPP Non-CHP | MA | 2.7 | 2.6 | 2.6 | Solar Photovoltaic | SUN | PV | 3 | 2015 |  |  | (OP) Operating | Bristol
58598 | Mass Solar, LLC | Dartmouth | IPP Non-CHP | MA | 6.3 | 6.3 | 6.3 | Solar Photovoltaic | SUN | PV | 4 | 2014 |  |  | (OP) Operating | Bristol
58639 | Axio Green LLC | Axio Green LLC | IPP Non-CHP | MA | 2 | 2 | 2 | Solar Photovoltaic | SUN | PV | 6 | 2012 |  |  | (OP) Operating | Franklin
57365 | Consolidated Edison Solutions Inc | Tihonet Solar | IPP Non-CHP | MA | 1 | 1 | 1 | Solar Photovoltaic | SUN | PV | 5 | 2014 |  |  | (OP) Operating | Plymouth
58721 | Solar Sudbury One LF LLC | Sudbury Landfill | IPP Non-CHP | MA | 0.5 | 0.5 | 0.5 | Solar Photovoltaic | SUN | PV | 12 | 2013 |  |  | (OP) Operating | Middlesex
58721 | Solar Sudbury One LF LLC | Sudbury Landfill | IPP Non-CHP | MA | 0.3 | 0.3 | 0.3 | Solar Photovoltaic | SUN | PV | 12 | 2013 |  |  | (OP) Operating | Middlesex
58721 | Solar Sudbury One LF LLC | Sudbury Landfill | IPP Non-CHP | MA | 0.5 | 0.5 | 0.5 | Solar Photovoltaic | SUN | PV | 12 | 2013 |  |  | (OP) Operating | Middlesex
59139 | SunEdison LLC | Berkley East Solar LLC | IPP Non-CHP | MA | 3 | 2.9 | 2.9 | Solar Photovoltaic | SUN | PV | 7 | 2013 |  |  | (OP) Operating | Bristol
58801 | Integrys MA Solar, LLC | Integrys MA Solar, LLC - Ashburnham Site | IPP Non-CHP | MA | 2.6 | 2.6 | 2.6 | Solar Photovoltaic | SUN | PV | 12 | 2013 |  |  | (OP) Operating | Worcester
58801 | Integrys MA Solar, LLC | Integrys MA Solar, LLC - Ashburnham Site | IPP Non-CHP | MA | 0.3 | 0.3 | 0.3 | Solar Photovoltaic | SUN | PV | 12 | 2013 |  |  | (OP) Operating | Worcester
58802 | Walpole Solar 2, LLC | Walpole Solar 2 | IPP Non-CHP | MA | 2.4 | 2.4 | 2.4 | Solar Photovoltaic | SUN | PV | 4 | 2014 |  |  | (OP) Operating | Norfolk
58803 | Gardner Solar 1, LLC | Gardner Solar 1 | IPP Non-CHP | MA | 2 | 2 | 2 | Solar Photovoltaic | SUN | PV | 5 | 2014 |  |  | (OP) Operating | Worcester
58809 | Simonds Saw LLC | Simonds | IPP CHP | MA | 0.6 | 0.6 | 0.6 | Natural Gas Internal Combustion Engine | NG | IC | 12 | 2011 |  |  | (OP) Operating | Middlesex
58809 | Simonds Saw LLC | Simonds | IPP CHP | MA | 0.6 | 0.6 | 0.6 | Natural Gas Internal Combustion Engine | NG | IC | 12 | 2011 |  |  | (OP) Operating | Middlesex
58809 | Simonds Saw LLC | Simonds | IPP CHP | MA | 0.6 | 0.6 | 0.6 | Natural Gas Internal Combustion Engine | NG | IC | 12 | 2011 |  |  | (OP) Operating | Middlesex
58821 | Camelot Wind LLC | Camelot Wind LLC | IPP Non-CHP | MA | 1.5 | 1.5 | 1.5 | Onshore Wind Turbine | WND | WT | 10 | 2012 |  |  | (OP) Operating | Plymouth
58837 | Fairview Farms Solar LLC | Fairview Farms Solar | IPP Non-CHP | MA | 2 | 2.3 | 1.3 | Solar Photovoltaic | SUN | PV | 6 | 2014 |  |  | (OP) Operating | Franklin
58844 | Dept of Corrections NCCI Wind | Dept of Corrections NCCI Wind | Commercial Non-CHP | MA | 1.7 | 1.7 | 1.7 | Onshore Wind Turbine | WND | WT | 11 | 2013 |  |  | (OP) Operating | Worcester
58844 | Dept of Corrections NCCI Wind | Dept of Corrections NCCI Wind | Commercial Non-CHP | MA | 1.7 | 1.7 | 1.7 | Onshore Wind Turbine | WND | WT | 11 | 2013 |  |  | (OP) Operating | Worcester
58860 | Southbridge Recycling and Disposal Park | Southbridge Landfill Gas-to-Energy | IPP Non-CHP | MA | 1.6 | 1.5 | 1.5 | Landfill Gas | LFG | IC | 10 | 2011 |  |  | (OP) Operating | Worcester
58863 | Main Street Power | Scituate PV | IPP Non-CHP | MA | 2.5 | 2.5 | 2.5 | Solar Photovoltaic | SUN | PV | 10 | 2013 |  |  | (OP) Operating | Plymouth
58863 | Main Street Power | Bolton PV | IPP Non-CHP | MA | 4.9 | 4.9 | 4.9 | Solar Photovoltaic | SUN | PV | 12 | 2013 |  |  | (OP) Operating | Worcester
58863 | Main Street Power | Stow PV | IPP Non-CHP | MA | 2 | 2 | 2 | Solar Photovoltaic | SUN | PV | 12 | 2013 |  |  | (OP) Operating | Middlesex
58867 | Kingston Wind Independence | Kingston Wind Independence | IPP Non-CHP | MA | 2 | 2 | 2 | Onshore Wind Turbine | WND | WT | 5 | 2012 |  |  | (OP) Operating | Plymouth
58866 | Ipswich Wind Independence | Ipswich Wind Independence | IPP Non-CHP | MA | 2 | 2 | 2 | Onshore Wind Turbine | WND | WT | 12 | 2012 |  |  | (OP) Operating | Essex
58871 | Citizens Enterprises Corporation | Agawam Solar | IPP Non-CHP | MA | 1.5 | 1.5 | 1.5 | Solar Photovoltaic | SUN | PV | 3 | 2012 |  |  | (OP) Operating | Hampden
58871 | Citizens Enterprises Corporation | Rehoboth Solar | IPP Non-CHP | MA | 2 | 2 | 2 | Solar Photovoltaic | SUN | PV | 12 | 2013 |  |  | (OP) Operating | Bristol
58871 | Citizens Enterprises Corporation | Chicopee Solar | IPP Non-CHP | MA | 3 | 3 | 3 | Solar Photovoltaic | SUN | PV | 12 | 2013 |  |  | (OP) Operating | Hampden
58871 | Citizens Enterprises Corporation | Route 57 Solar | IPP Non-CHP | MA | 1.5 | 1.5 | 1.5 | Solar Photovoltaic | SUN | PV | 3 | 2013 |  |  | (OP) Operating | Hampden
58871 | Citizens Enterprises Corporation | EBZ Solar | IPP Non-CHP | MA | 2.5 | 2.5 | 2.5 | Solar Photovoltaic | SUN | PV | 1 | 2013 |  |  | (OP) Operating | Middlesex
58871 | Citizens Enterprises Corporation | Whately Solar | IPP Non-CHP | MA | 1.5 | 1.5 | 1.5 | Solar Photovoltaic | SUN | PV | 3 | 2013 |  |  | (OP) Operating | Franklin
58879 | 651 Chase Solar NG LLC | 651 Chase Solar NG | IPP Non-CHP | MA | 2.5 | 3.4 | 1.5 | Solar Photovoltaic | SUN | PV | 6 | 2014 |  |  | (OP) Operating | Worcester
58888 | City of Pittsfield | Waste Water Treatment Plant | IPP Non-CHP | MA | 1.5 | 0.3 | 0.2 | Solar Photovoltaic | SUN | PV | 1 | 2012 |  |  | (OP) Operating | Berkshire
58894 | CF CVEC Owner One LLC | Brewster Landfill | IPP Non-CHP | MA | 1 | 1 | 1 | Solar Photovoltaic | SUN | PV | 9 | 2014 |  |  | (OP) Operating | Barnstable
58894 | CF CVEC Owner One LLC | Chatham Landfill | IPP Non-CHP | MA | 1.5 | 1.5 | 1.5 | Solar Photovoltaic | SUN | PV | 9 | 2014 |  |  | (OP) Operating | Barnstable
58894 | CF CVEC Owner One LLC | Harwich Landfill | IPP Non-CHP | MA | 4 | 4 | 4 | Solar Photovoltaic | SUN | PV | 8 | 2014 |  |  | (OP) Operating | Barnstable
58894 | CF CVEC Owner One LLC | Katama Farm | IPP Non-CHP | MA | 1 | 1 | 1 | Solar Photovoltaic | SUN | PV | 6 | 2014 |  |  | (OP) Operating | Dukes
58894 | CF CVEC Owner One LLC | Nunnepog | IPP Non-CHP | MA | 1 | 1 | 1 | Solar Photovoltaic | SUN | PV | 6 | 2014 |  |  | (OP) Operating | Dukes
58894 | CF CVEC Owner One LLC | Barnstable Landfill | IPP Non-CHP | MA | 4 | 4 | 4 | Solar Photovoltaic | SUN | PV | 9 | 2014 |  |  | (OP) Operating | Barnstable
58894 | CF CVEC Owner One LLC | Dennis Landfill | IPP Non-CHP | MA | 5 | 5 | 5 | Solar Photovoltaic | SUN | PV | 9 | 2014 |  |  | (OP) Operating | Barnstable
57170 | EDF Renewable Asset Holdings, Inc. | Lepomis PV Energy LLC | IPP Non-CHP | MA | 4.5 | 4.5 | 4.5 | Solar Photovoltaic | SUN | PV | 6 | 2014 |  |  | (OP) Operating | Plymouth
56997 | Marina Energy LLC | Rockland Solar | IPP Non-CHP | MA | 2 | 2 | 2 | Solar Photovoltaic | SUN | PV | 12 | 2013 |  |  | (OP) Operating | Plymouth
59622 | Ahana Renewables, LLC | Acushnet-Braley Road 1 | IPP Non-CHP | MA | 1.9 | 1.9 | 1.9 | Solar Photovoltaic | SUN | PV | 1 | 2013 |  |  | (OP) Operating | Bristol
59622 | Ahana Renewables, LLC | Acushnet- High Hill | IPP Non-CHP | MA | 3.2 | 3.2 | 3.2 | Solar Photovoltaic | SUN | PV | 3 | 2013 |  |  | (OP) Operating | Bristol
59622 | Ahana Renewables, LLC | Dartmouth Landfill | IPP Non-CHP | MA | 1.3 | 1.3 | 1.3 | Solar Photovoltaic | SUN | PV | 2 | 2013 |  |  | (OP) Operating | Bristol
59622 | Ahana Renewables, LLC | Easton Landfill | IPP Non-CHP | MA | 1.9 | 1.9 | 1.9 | Solar Photovoltaic | SUN | PV | 10 | 2013 |  |  | (OP) Operating | Bristol
59622 | Ahana Renewables, LLC | Ludlow Landfill | IPP Non-CHP | MA | 2.6 | 2.6 | 2.6 | Solar Photovoltaic | SUN | PV | 8 | 2013 |  |  | (OP) Operating | Hampden
59622 | Ahana Renewables, LLC | Methuen Landfill | IPP Non-CHP | MA | 1.3 | 1.3 | 1.3 | Solar Photovoltaic | SUN | PV | 7 | 2013 |  |  | (OP) Operating | Essex
59622 | Ahana Renewables, LLC | Plymouth Site 1 | IPP Non-CHP | MA | 5.6 | 5.6 | 5.6 | Solar Photovoltaic | SUN | PV | 10 | 2013 |  |  | (OP) Operating | Plymouth
57170 | EDF Renewable Asset Holdings, Inc. | EDF Lancaster | IPP Non-CHP | MA | 4.5 | 4.5 | 4.5 | Solar Photovoltaic | SUN | PV | 7 | 2014 |  |  | (OP) Operating | Worcester
58440 | CD US Solar MT 2 LLC | Franklin 1 | IPP Non-CHP | MA | 3 | 3 | 3 | Solar Photovoltaic | SUN | PV | 11 | 2013 |  |  | (OP) Operating | Norfolk
58440 | CD US Solar MT 2 LLC | Franklin 2 | IPP Non-CHP | MA | 4 | 4 | 4 | Solar Photovoltaic | SUN | PV | 12 | 2013 |  |  | (OP) Operating | Norfolk
58801 | Integrys MA Solar, LLC | Brockelman | IPP Non-CHP | MA | 3 | 3 | 3 | Solar Photovoltaic | SUN | PV | 11 | 2013 |  |  | (OP) Operating | Worcester
58801 | Integrys MA Solar, LLC | Beverly | IPP Non-CHP | MA | 2 | 2 | 2 | Solar Photovoltaic | SUN | PV | 5 | 2014 |  |  | (OP) Operating | Essex
59141 | Devens | Devens | IPP Non-CHP | MA | 3 | 2 | 1 | Solar Photovoltaic | SUN | PV | 6 | 2014 |  |  | (OP) Operating | Middlesex
58258 | SunRay Power LLC | Browne Solar LLC | IPP Non-CHP | MA | 1.4 | 1.4 | 1.4 | Solar Photovoltaic | SUN | PV | 4 | 2014 |  |  | (OP) Operating | Hampden
58258 | SunRay Power LLC | Indian Hill Solar LLC | IPP Non-CHP | MA | 1.4 | 1.4 | 1.4 | Solar Photovoltaic | SUN | PV | 4 | 2014 |  |  | (OP) Operating | Hampden
58258 | SunRay Power LLC | State Street Solar LLC | IPP Non-CHP | MA | 1.4 | 1.4 | 1.4 | Solar Photovoltaic | SUN | PV | 4 | 2014 |  |  | (OP) Operating | Hampden
58258 | SunRay Power LLC | Westborough Solar LLC | IPP Non-CHP | MA | 2.2 | 2.2 | 2.2 | Solar Photovoltaic | SUN | PV | 4 | 2014 |  |  | (OP) Operating | Worcester
58677 | CD US Solar MT1 LLC | True North | IPP Non-CHP | MA | 4.8 | 4.8 | 4.8 | Solar Photovoltaic | SUN | PV | 8 | 2012 |  |  | (OP) Operating | Essex
58440 | CD US Solar MT 2 LLC | Grafton Solar | IPP Non-CHP | MA | 1.5 | 1.5 | 1.5 | Solar Photovoltaic | SUN | PV | 10 | 2013 |  |  | (OP) Operating | Worcester
59174 | CD US Solar MT3, LLC | Shaffer | IPP Non-CHP | MA | 5 | 5 | 5 | Solar Photovoltaic | SUN | PV | 9 | 2014 |  |  | (OP) Operating | Middlesex
59230 | DESRI V Mass Solar Holdco, LLC | Ayers Village Solar | IPP Non-CHP | MA | 2 | 2 | 2 | Solar Photovoltaic | SUN | PV | 6 | 2014 |  |  | (OP) Operating | Essex
59230 | DESRI V Mass Solar Holdco, LLC | Monson Solar | IPP Non-CHP | MA | 3 | 3 | 3 | Solar Photovoltaic | SUN | PV | 7 | 2014 |  |  | (OP) Operating | Hampden
59230 | DESRI V Mass Solar Holdco, LLC | Sullivan Solar | IPP Non-CHP | MA | 1.5 | 1.5 | 1.5 | Solar Photovoltaic | SUN | PV | 8 | 2014 |  |  | (OP) Operating | Bristol
59230 | DESRI V Mass Solar Holdco, LLC | Winchendon Solar | IPP Non-CHP | MA | 1.9 | 1.9 | 1.9 | Solar Photovoltaic | SUN | PV | 4 | 2014 |  |  | (OP) Operating | Worcester
59232 | Kearsarge Solar LLC | KS Solar Six LLC | IPP Non-CHP | MA | 2.5 | 2 | 2 | Solar Photovoltaic | SUN | PV | 12 | 2013 |  |  | (OP) Operating | Worcester
59254 | NuGen Capital Management | Hadley Solar NG, LLC | IPP Non-CHP | MA | 3 | 2 | 1 | Solar Photovoltaic | SUN | PV | 7 | 2014 |  |  | (OP) Operating | Hampshire
59254 | NuGen Capital Management | 265 Pleasant Solar NG, LLC | IPP Non-CHP | MA | 2.2 | 1.9 | 0.3 | Solar Photovoltaic | SUN | PV | 7 | 2014 |  |  | (OP) Operating | Worcester
59286 | Heliovaas LLC | Acton Solar Landfill | Commercial Non-CHP | MA | 1.6 | 1.6 | 1.6 | Solar Photovoltaic | SUN | PV | 12 | 2013 |  |  | (OP) Operating | Middlesex
58894 | CF CVEC Owner One LLC | Tisbury Landfill Solar | IPP Non-CHP | MA | 1.1 | 1.1 | 1.1 | Solar Photovoltaic | SUN | PV | 7 | 2014 |  |  | (OP) Operating | Dukes
57365 | Consolidated Edison Solutions Inc | Future Generation Wind | IPP Non-CHP | MA | 8 | 7.9 | 7.9 | Onshore Wind Turbine | WND | WT | 8 | 2016 |  |  | (OP) Operating | Plymouth
58871 | Citizens Enterprises Corporation | Twiss Street Solar | IPP Non-CHP | MA | 1.5 | 1.5 | 1.5 | Solar Photovoltaic | SUN | PV | 1 | 2015 |  |  | (OP) Operating | Hampden
58871 | Citizens Enterprises Corporation | Chicopee River Solar | IPP Non-CHP | MA | 2 | 2 | 2 | Solar Photovoltaic | SUN | PV | 1 | 2015 |  |  | (OP) Operating | Hampden
58871 | Citizens Enterprises Corporation | Chicopee Granby Road Solar | IPP Non-CHP | MA | 1.6 | 1.6 | 1.6 | Solar Photovoltaic | SUN | PV | 1 | 2015 |  |  | (OP) Operating | Hampden
59388 | Charlton Solar I, LLC | Charlton Solar I | IPP Non-CHP | MA | 4.4 | 3.9 | 2.3 | Solar Photovoltaic | SUN | PV | 12 | 2014 |  |  | (OP) Operating | Worcester
59395 | Philips Lightolier | Lightolier Wind I Turbine | Industrial Non-CHP | MA | 2 | 2 | 2 | Onshore Wind Turbine | WND | WT | 2 | 2012 |  |  | (OP) Operating | Bristol
59484 | Framingham State University | Framingham State University Plant | Commercial Non-CHP | MA | 0.7 | 0.7 | 0.7 | Solar Photovoltaic | SUN | PV | 4 | 2011 |  |  | (OP) Operating | Middlesex
59484 | Framingham State University | Framingham State University Plant | Commercial Non-CHP | MA | 0.3 | 0.3 | 0.3 | Solar Photovoltaic | SUN | PV | 4 | 2011 |  |  | (OP) Operating | Middlesex
59493 | Scituate Wind LLC | Scituate Wind | IPP Non-CHP | MA | 1.5 | 1.5 | 1.5 | Onshore Wind Turbine | WND | WT | 3 | 2012 |  |  | (OP) Operating | Plymouth
59494 | Fairhaven Wind LLC | Fairhaven Wind | IPP Non-CHP | MA | 3 | 3 | 3 | Onshore Wind Turbine | WND | WT | 4 | 2012 |  |  | (OP) Operating | Bristol
59500 | Sunny Templeton, LLC | Templeton | IPP Non-CHP | MA | 3 | 3 | 3 | Solar Photovoltaic | SUN | PV | 12 | 2014 |  |  | (OP) Operating | Worcester
59511 | South Street Solar, LLC | Leominster (MA)-South Street-R&D | IPP Non-CHP | MA | 3.5 | 2.6 | 1.7 | Solar Photovoltaic | SUN | PV | 12 | 2013 |  |  | (OP) Operating | Middlesex
58473 | NVT LICENSES, LLC | Bourne (MA) - Holliston I | IPP Non-CHP | MA | 2.9 | 2.4 | 1.5 | Solar Photovoltaic | SUN | PV | 12 | 2014 |  |  | (OP) Operating | Middlesex
59519 | TerraForm Solar XVII, LLC | BlueWave Capital - Grafton (SREC II) | IPP Non-CHP | MA | 1.3 | 1.3 | 1.3 | Solar Photovoltaic | SUN | PV | 3 | 2015 |  |  | (OP) Operating | Worcester
59232 | Kearsarge Solar LLC | Stetson Road Solar - Barre I | IPP Non-CHP | MA | 2 | 2 | 2 | Solar Photovoltaic | SUN | PV | 5 | 2014 |  |  | (OP) Operating | Worcester
59232 | Kearsarge Solar LLC | Barre II Solar Project | IPP Non-CHP | MA | 1.5 | 1.5 | 1.5 | Solar Photovoltaic | SUN | PV | 4 | 2014 |  |  | (OP) Operating | Worcester
59232 | Kearsarge Solar LLC | Chester Solar Farm | IPP Non-CHP | MA | 4.8 | 4.8 | 4.8 | Solar Photovoltaic | SUN | PV | 6 | 2014 |  |  | (OP) Operating | Hampden
59232 | Kearsarge Solar LLC | Concord Solar Farm | IPP Non-CHP | MA | 1.5 | 1.5 | 1.5 | Solar Photovoltaic | SUN | PV | 4 | 2014 |  |  | (OP) Operating | Middlesex
59542 | Adams Farm Solar LLC | Adams Farm Solar | IPP Non-CHP | MA | 3 | 3 | 3 | Solar Photovoltaic | SUN | PV | 10 | 2013 |  |  | (OP) Operating | Worcester
59519 | TerraForm Solar XVII, LLC | RGS-Rutland VNM SREC II Project (MA) | IPP Non-CHP | MA | 2.6 | 2.6 | 2.6 | Solar Photovoltaic | SUN | PV | 11 | 2015 |  |  | (OP) Operating | Worcester
59545 | BWC Origination 4, LLC | New Bedford (MA) Plymouth | IPP Non-CHP | MA | 4.3 | 4.3 | 4.3 | Solar Photovoltaic | SUN | PV | 7 | 2014 |  |  | (OP) Operating | Plymouth
59546 | Nexamp Treasure Valley Solar, LLC | Upper Blackstone (MA) Treasure Valley | IPP Non-CHP | MA | 5 | 5 | 5 | Solar Photovoltaic | SUN | PV | 7 | 2014 |  |  | (OP) Operating | Worcester
59596 | Industrial Power Services Corp. | Granby LFG | IPP Non-CHP | MA | 3.2 | 2.8 | 2.8 | Landfill Gas | LFG | IC | 9 | 2001 |  |  | (OP) Operating | Hampshire
59601 | Hunt Farm Solar LLC | Hunt Farm Solar | IPP Non-CHP | MA | 3 | 3 | 3 | Solar Photovoltaic | SUN | PV | 9 | 2013 |  |  | (OP) Operating | Franklin
59602 | SH Solarne2 LLC | 205 Sturbridge A | IPP Non-CHP | MA | 3 | 3 | 3 | Solar Photovoltaic | SUN | PV | 6 | 2014 |  |  | (OP) Operating | Hampden
59603 | SE Solarne2 LLC | 201 Sturbridge B | IPP Non-CHP | MA | 2 | 2 | 2 | Solar Photovoltaic | SUN | PV | 6 | 2014 |  |  | (OP) Operating | Hampden
58661 | Sustainable Power Group, LLC | Spring Hill Road | IPP Non-CHP | MA | 1.9 | 1.9 | 1.9 | Solar Photovoltaic | SUN | PV | 12 | 2015 |  |  | (OP) Operating | Worcester
59653 | Palmer Solar LLC | Palmer Solar LLC | IPP Non-CHP | MA | 2.5 | 2.5 | 2.5 | Solar Photovoltaic | SUN | PV | 12 | 2013 |  |  | (OP) Operating | Hampden
59654 | Lowell Solar Landfill LLC | Lowell Solar Landfill | IPP Non-CHP | MA | 1.3 | 1.3 | 1.3 | Solar Photovoltaic | SUN | PV | 12 | 2013 |  |  | (OP) Operating | Middlesex
58871 | Citizens Enterprises Corporation | Hunt Road Solar | IPP Non-CHP | MA | 4.5 | 4.5 | 4.5 | Solar Photovoltaic | SUN | PV | 12 | 2016 |  |  | (OP) Operating | Essex
60959 | Scatter Solar - Mashpee Landfill | Mashpee Landfill Solar | IPP Non-CHP | MA | 1.5 | 1.5 | 1.5 | Solar Photovoltaic | SUN | PV | 9 | 2014 |  |  | (OP) Operating | Barnstable
59762 | UGT Renewable Energy 13, LLC | Oxford | IPP Non-CHP | MA | 2.8 | 2.8 | 2.8 | Solar Photovoltaic | SUN | PV | 7 | 2014 |  |  | (OP) Operating | Worcester
59785 | Syncarpha Palmer, LLC | Syncarpha Palmer, LLC | IPP Non-CHP | MA | 4.8 | 4.8 | 4.8 | Solar Photovoltaic | SUN | PV | 12 | 2015 |  |  | (OP) Operating | Hampden
59804 | Federal Road Solar 1, LLC | Federal Road Solar 1, LLC | IPP Non-CHP | MA | 4.4 | 4.4 | 4.4 | Solar Photovoltaic | SUN | PV | 12 | 2015 |  |  | (OP) Operating | Plymouth
59805 | BWC Swan Pond River, LLC | BWC Swan Pond River | IPP Non-CHP | MA | 1.6 | 1.6 | 1.6 | Solar Photovoltaic | SUN | PV | 12 | 2015 |  |  | (OP) Operating | Bristol
59822 | Syncarpha Massachusetts, LLC | Leominster | IPP Non-CHP | MA | 2 | 2 | 2 | Solar Photovoltaic | SUN | PV | 5 | 2015 |  |  | (OP) Operating | Worcester
59823 | Syncarpha North Adams, LLC | North Adams Landfill | IPP Non-CHP | MA | 2.2 | 2.2 | 2.2 | Solar Photovoltaic | SUN | PV | 10 | 2015 |  |  | (OP) Operating | Berkshire
59824 | Fisher Road Solar I, LLC | Fisher Road Solar | IPP Non-CHP | MA | 4.6 | 4.6 | 4.6 | Solar Photovoltaic | SUN | PV | 5 | 2015 |  |  | (OP) Operating | Bristol
59826 | Syncarpha Bondsville, LLC | Palmer Landfill | IPP Non-CHP | MA | 4 | 4 | 4 | Solar Photovoltaic | SUN | PV | 12 | 2016 |  |  | (OP) Operating | Hampden
60947 | Tesla Inc. | Hewlett-Packard (HP) - Andover, MA | IPP Non-CHP | MA | 1.7 | 1.7 | 1.7 | Solar Photovoltaic | SUN | PV | 6 | 2017 |  |  | (OP) Operating | Essex
60947 | Tesla Inc. | Town of Needham VNEM | IPP Non-CHP | MA | 3 | 3 | 3 | Solar Photovoltaic | SUN | PV | 2 | 2016 |  |  | (OP) Operating | Norfolk
60947 | Tesla Inc. | Williamsburg Solar LLC VNEM | IPP Non-CHP | MA | 2.2 | 2.2 | 2.2 | Solar Photovoltaic | SUN | PV | 2 | 2016 |  |  | (OP) Operating | Hampshire
60947 | Tesla Inc. | BJ's Wholesale Club, Inc- Uxbridge | IPP Non-CHP | MA | 1 | 1 | 1 | Solar Photovoltaic | SUN | PV | 7 | 2017 |  |  | (OP) Operating | Worcester
56769 | Consolidated Edison Development Inc. | CED Westfield Solar, LLC | IPP Non-CHP | MA | 2 | 2 | 2 | Solar Photovoltaic | SUN | PV | 8 | 2016 |  |  | (OP) Operating | Hampden
60058 | Hollingsworth and Vose Co. | West Groton CHP | Industrial CHP | MA | 4.1 | 3.8 | 3.8 | Natural Gas Fired Combustion Turbine | NG | GT | 12 | 2015 |  |  | (OP) Operating | Middlesex
58661 | Sustainable Power Group, LLC | Southbridge Solar | Commercial Non-CHP | MA | 1.9 | 1.9 | 1.9 | Solar Photovoltaic | SUN | PV | 3 | 2016 |  |  | (OP) Operating | Worcester
60189 | SJA Solar, LLC | SJA Solar LLC-Solterra Monastery | IPP Non-CHP | MA | 20.1 | 20.1 | 20.1 | Solar Photovoltaic | SUN | PV | 12 | 2016 |  |  | (OP) Operating | Worcester
58519 | Clean Energy Collective LLC | Fairhaven C | IPP Non-CHP | MA | 1.6 | 1.6 | 1.6 | Solar Photovoltaic | SUN | PV | 5 | 2017 |  |  | (OP) Operating | Bristol
58519 | Clean Energy Collective LLC | West Bridgewater AB CSG | IPP Non-CHP | MA | 1.7 | 1.7 | 1.7 | Solar Photovoltaic | SUN | PV | 6 | 2017 |  |  | (OP) Operating | Plymouth
58519 | Clean Energy Collective LLC | Carver MA 1 | IPP Non-CHP | MA | 2 | 2 | 2 | Solar Photovoltaic | SUN | PV | 9 | 2016 |  |  | (OP) Operating | Plymouth
58519 | Clean Energy Collective LLC | Wareham MA 1 | IPP Non-CHP | MA | 2 | 2 | 2 | Solar Photovoltaic | SUN | PV | 9 | 2016 |  |  | (OP) Operating | Plymouth
60240 | SEC CRSD Solar One, LLC | Hardwick-Athol & Eagle Hill | IPP Non-CHP | MA | 2.8 | 2.8 | 2.8 | Solar Photovoltaic | SUN | PV | 7 | 2015 |  |  | (OP) Operating | Worcester
58519 | Clean Energy Collective LLC | Westport MA 1 | IPP Non-CHP | MA | 1.3 | 1.3 | 1.3 | Solar Photovoltaic | SUN | PV | 9 | 2016 |  |  | (OP) Operating | Bristol
58519 | Clean Energy Collective LLC | Westport MA 2 | IPP Non-CHP | MA | 1.2 | 1.2 | 1.2 | Solar Photovoltaic | SUN | PV | 9 | 2016 |  |  | (OP) Operating | Bristol
60281 | Altus Power America Management, LLC | Rail Trail | IPP Non-CHP | MA | 2 | 2 | 2 | Solar Photovoltaic | SUN | PV | 5 | 2016 |  |  | (OP) Operating | Berkshire
60281 | Altus Power America Management, LLC | Rising Paper | IPP Non-CHP | MA | 2.5 | 2.5 | 2.5 | Solar Photovoltaic | SUN | PV | 5 | 2016 |  |  | (OP) Operating | Berkshire
60281 | Altus Power America Management, LLC | Hampden | IPP Non-CHP | MA | 3.2 | 3.2 | 3.2 | Solar Photovoltaic | SUN | PV | 7 | 2015 |  |  | (OP) Operating | Hampden
60281 | Altus Power America Management, LLC | Shirley Water | IPP Non-CHP | MA | 2 | 2 | 2 | Solar Photovoltaic | SUN | PV | 8 | 2016 |  |  | (OP) Operating | Middlesex
60163 | Soltage LLC | Morin Solar 2013 LLC | IPP Non-CHP | MA | 4 | 4 | 4 | Solar Photovoltaic | SUN | PV | 12 | 2013 |  |  | (OP) Operating | Worcester
60163 | Soltage LLC | Brookfield Solar 2013 LLC | IPP Non-CHP | MA | 2 | 2 | 2 | Solar Photovoltaic | SUN | PV | 12 | 2013 |  |  | (OP) Operating | Worcester
60163 | Soltage LLC | WYM 1250 Palmer LLC | IPP Non-CHP | MA | 1 | 1 | 1 | Solar Photovoltaic | SUN | PV | 9 | 2013 |  |  | (OP) Operating | Hampden
60163 | Soltage LLC | Southern Sky Renew Energy Berkley LLC | IPP Non-CHP | MA | 3 | 3 | 3 | Solar Photovoltaic | SUN | PV | 6 | 2014 |  |  | (OP) Operating | Bristol
60369 | City of Worcester DPW | Worcester Landfill | IPP Non-CHP | MA | 6.5 | 6.5 | 6.5 | Solar Photovoltaic | SUN | PV | 5 | 2017 |  |  | (OP) Operating | Worcester
60365 | NRG Renew Canal 1 LLC | NRG Renew Canal 1 CSG LLC | IPP Non-CHP | MA | 1.2 | 1.2 | 1.2 | Solar Photovoltaic | SUN | PV | 6 | 2017 |  |  | (OP) Operating | Barnstable
60163 | Soltage LLC | West Brookfield Solar, LLC | IPP Non-CHP | MA | 1.4 | 1.4 | 1.4 | Solar Photovoltaic | SUN | PV | 1 | 2016 |  |  | (OP) Operating | Worcester
60281 | Altus Power America Management, LLC | Belchertown | IPP Non-CHP | MA | 1 | 1 | 1 | Solar Photovoltaic | SUN | PV | 12 | 2015 |  |  | (OP) Operating | Hampshire
56997 | Marina Energy LLC | Stone Hill Solar | IPP Non-CHP | MA | 2 | 2 | 2 | Solar Photovoltaic | SUN | PV | 7 | 2014 |  |  | (OP) Operating | Bristol
56997 | Marina Energy LLC | Bridgewater Solar | IPP Non-CHP | MA | 1.3 | 2 | 2 | Solar Photovoltaic | SUN | PV | 8 | 2015 |  |  | (OP) Operating | Plymouth
56997 | Marina Energy LLC | Bridgewater Solar | IPP Non-CHP | MA | 1 | 1 | 1 | Solar Photovoltaic | SUN | PV | 8 | 2015 |  |  | (OP) Operating | Plymouth
56997 | Marina Energy LLC | Holliston Solar | IPP Non-CHP | MA | 1 | 1 | 1 | Solar Photovoltaic | SUN | PV | 7 | 2015 |  |  | (OP) Operating | Middlesex
56997 | Marina Energy LLC | Wilmington Solar | IPP Non-CHP | MA | 2 | 2 | 2 | Solar Photovoltaic | SUN | PV | 11 | 2015 |  |  | (OP) Operating | Middlesex
56997 | Marina Energy LLC | Fall River Solar | IPP Non-CHP | MA | 2 | 2 | 2 | Solar Photovoltaic | SUN | PV | 2 | 2013 |  |  | (OP) Operating | Bristol
60281 | Altus Power America Management, LLC | Shirley Landfill | IPP Non-CHP | MA | 1 | 1 | 1 | Solar Photovoltaic | SUN | PV | 5 | 2017 |  |  | (OP) Operating | Middlesex
60281 | Altus Power America Management, LLC | DDR Shoppers World | IPP Non-CHP | MA | 1.3 | 1.3 | 1.3 | Solar Photovoltaic | SUN | PV | 11 | 2017 |  |  | (OP) Operating | Middlesex
60281 | Altus Power America Management, LLC | Meadow Solar | IPP Non-CHP | MA | 3 | 3 | 3 | Solar Photovoltaic | SUN | PV | 12 | 2016 |  |  | (OP) Operating | Suffolk
60281 | Altus Power America Management, LLC | Cedarville CSG | IPP Non-CHP | MA | 0.5 | 0.5 | 0.5 | Solar Photovoltaic | SUN | PV | 7 | 2017 |  |  | (OP) Operating | Plymouth
60281 | Altus Power America Management, LLC | Cedarville CSG | IPP Non-CHP | MA | 1 | 1 | 1 | Solar Photovoltaic | SUN | PV | 7 | 2017 |  |  | (OP) Operating | Plymouth
60281 | Altus Power America Management, LLC | Cedarville CSG | IPP Non-CHP | MA | 1 | 1 | 1 | Solar Photovoltaic | SUN | PV | 7 | 2017 |  |  | (OP) Operating | Plymouth
60461 | LSDP 11, LLC | Deerfield CSG Solar | IPP Non-CHP | MA | 6 | 6 | 6 | Solar Photovoltaic | SUN | PV | 12 | 2017 |  |  | (OP) Operating | Franklin
60479 | Iron Horse Solar 4, LLC | Iron Horse Solar 4, LLC | IPP Non-CHP | MA | 4.5 | 4.5 | 4.5 | Solar Photovoltaic | SUN | PV | 6 | 2017 |  |  | (OP) Operating | Middlesex
60947 | Tesla Inc. | Hampshire College | IPP Non-CHP | MA | 0.5 | 0.5 | 0.5 | Batteries | MWH | BA | 5 | 2017 |  |  | (OP) Operating | Hampshire
60947 | Tesla Inc. | Hampshire College | IPP Non-CHP | MA | 0.5 | 0.5 | 0.5 | Batteries | MWH | BA | 12 | 2017 |  |  | (OP) Operating | Hampshire
60947 | Tesla Inc. | Hampshire College | IPP Non-CHP | MA | 1.7 | 1.7 | 1.7 | Solar Photovoltaic | SUN | PV | 5 | 2017 |  |  | (OP) Operating | Hampshire
60947 | Tesla Inc. | Hampshire College | IPP Non-CHP | MA | 1.7 | 1.7 | 1.7 | Solar Photovoltaic | SUN | PV | 12 | 2017 |  |  | (OP) Operating | Hampshire
61132 | Syncarpha Lexington, LLC | Town of Lexington Solar | IPP Non-CHP | MA | 1.6 | 1.6 | 1.6 | Solar Photovoltaic | SUN | PV | 5 | 2017 |  |  | (OP) Operating | Middlesex
60510 | Conergy Projects, Inc. | Curtis Hill Solar | IPP Non-CHP | MA | 2 | 1.9 | 1.9 | Solar Photovoltaic | SUN | PV | 10 | 2016 |  |  | (OP) Operating | Worcester
60510 | Conergy Projects, Inc. | Depot Hill Solar | IPP Non-CHP | MA | 2 | 1.9 | 1.9 | Solar Photovoltaic | SUN | PV | 10 | 2016 |  |  | (OP) Operating | Worcester
60513 | Bird Machine Solar Farm, LLC | Bird Machine Solar Farm | IPP Non-CHP | MA | 4.6 | 4.6 | 4.6 | Solar Photovoltaic | SUN | PV | 8 | 2017 |  |  | (OP) Operating | Norfolk
60514 | Iron Horse Solar 1, LLC | Iron Horse Solar I CSG | IPP Non-CHP | MA | 2.9 | 2.9 | 2.9 | Solar Photovoltaic | SUN | PV | 12 | 2016 |  |  | (OP) Operating | Middlesex
60517 | 126 Grove Solar LLC | 126 Grove Solar LLC | IPP Non-CHP | MA | 2 | 2 | 2 | Solar Photovoltaic | SUN | PV | 6 | 2012 |  |  | (OP) Operating | Norfolk
60521 | Equity Industrial Turbines | Equity Industrial Turbines | IPP Non-CHP | MA | 4 | 4 | 4 | Onshore Wind Turbine | WND | WT | 12 | 2012 |  |  | (OP) Operating | Essex
60484 | Bashaw Solar 1, LLC | Bashaw Solar CSG 1, LLC | IPP Non-CHP | MA | 2 | 2 | 2 | Solar Photovoltaic | SUN | PV | 4 | 2017 |  |  | (OP) Operating | Essex
59232 | Kearsarge Solar LLC | Kearsarge Southwick LLC | IPP Non-CHP | MA | 3.3 | 3.3 | 3.3 | Solar Photovoltaic | SUN | PV | 3 | 2015 |  |  | (OP) Operating | Hampden
60529 | Sutton Solar, LLC | Sutton Solar CSG | IPP Non-CHP | MA | 1.9 | 1.9 | 1.6 | Solar Photovoltaic | SUN | PV | 11 | 2016 |  |  | (OP) Operating | Worcester
60530 | Nexamp Peak, LLC | Nexamp Peak CSG | IPP Non-CHP | MA | 2 | 1.7 | 1.2 | Solar Photovoltaic | SUN | PV | 12 | 2015 |  |  | (OP) Operating | Berkshire
60471 | Mt. Tom Solar, LLC | Mt. Tom Solar Project | IPP Non-CHP | MA | 4.5 | 4.5 | 4.5 | Solar Photovoltaic | SUN | PV | 1 | 2017 |  |  | (OP) Operating | Hampden
60541 | Ameresco Glendale Road Solar PV LLC | Northampton Landfill Solar PV | IPP Non-CHP | MA | 2.4 | 2.4 | 2.4 | Solar Photovoltaic | SUN | PV | 11 | 2017 |  |  | (OP) Operating | Hampshire
58375 | Sterling Municipal Light Department | Chocksett Rd Energy Storage Project | Electric Utility | MA | 2 | 3.9 | 3.9 | Batteries | MWH | BA | 4 | 2017 |  |  | (OP) Operating | Worcester
57081 | WGL Energy Systems, Inc | AIS Solar Project | IPP Non-CHP | MA | 2.5 | 2.5 | 2.5 | Solar Photovoltaic | SUN | PV | 12 | 2016 |  |  | (OP) Operating | Worcester
60649 | Redbrook Solar 1, LLC | Redbrook Community Solar 1 | IPP Non-CHP | MA | 4 | 4 | 4 | Solar Photovoltaic | SUN | PV | 10 | 2017 |  |  | (OP) Operating | Plymouth
60650 | Brook Street Solar 1, LLC | Brook Street Solar 1 CSG | IPP Non-CHP | MA | 5 | 5 | 5 | Solar Photovoltaic | SUN | PV | 8 | 2017 |  |  | (OP) Operating | Plymouth
60651 | Spring Street Solar 1, LLC | Spring Street Solar 1 CSG | IPP Non-CHP | MA | 2 | 2 | 2 | Solar Photovoltaic | SUN | PV | 3 | 2017 |  |  | (OP) Operating | Plymouth
60652 | Stafford St Solar 1, LLC | Stafford St Solar 1 CSG | IPP Non-CHP | MA | 2 | 2 | 2 | Solar Photovoltaic | SUN | PV | 12 | 2017 |  |  | (OP) Operating | Worcester
60654 | Stafford St Solar 3, LLC | Stafford St Solar 3 CSG | IPP Non-CHP | MA | 1 | 1 | 1 | Solar Photovoltaic | SUN | PV | 12 | 2017 |  |  | (OP) Operating | Worcester
60692 | Ameresco BWC Wading River LLC | BWC Wading River One, Two, Three CSG | IPP Non-CHP | MA | 3 | 3 | 3 | Solar Photovoltaic | SUN | PV | 11 | 2017 |  |  | (OP) Operating | Worcester
60710 | Marie's Way Solar I, LLC | Syncarpha Freetown | IPP Non-CHP | MA | 3.9 | 3.9 | 3.9 | Solar Photovoltaic | SUN | PV | 11 | 2016 |  |  | (OP) Operating | Bristol
60792 | BCC Solar III, LLC | Onset East Solar Facility | IPP Non-CHP | MA | 1 | 1 | 1 | Solar Photovoltaic | SUN | PV | 4 | 2016 |  |  | (OP) Operating | Plymouth
60792 | BCC Solar III, LLC | Onset West Solar Facility | IPP Non-CHP | MA | 1 | 1 | 1 | Solar Photovoltaic | SUN | PV | 4 | 2016 |  |  | (OP) Operating | Plymouth
60816 | Boston Medical Center | Boston Medical Center CHP Plant | Commercial CHP | MA | 2 | 2 | 2 | Natural Gas Internal Combustion Engine | NG | IC | 4 | 2017 |  |  | (OP) Operating | Suffolk
60858 | 433 Purchase Solar NG, LLC | 433 Purchase Solar NG, LLC | IPP Non-CHP | MA | 2.5 | 2 | 0.5 | Solar Photovoltaic | SUN | PV | 4 | 2012 |  |  | (OP) Operating | Bristol
59254 | NuGen Capital Management | Old Wardour Solar | IPP Non-CHP | MA | 5.5 | 4.3 | 1.7 | Solar Photovoltaic | SUN | PV | 1 | 2016 |  |  | (OP) Operating | Worcester
59254 | NuGen Capital Management | Shuman Solar | IPP Non-CHP | MA | 2.2 | 2.2 | 2.2 | Solar Photovoltaic | SUN | PV | 4 | 2016 |  |  | (OP) Operating | Norfolk
59254 | NuGen Capital Management | Vuelta Solar | IPP Non-CHP | MA | 5.5 | 4.7 | 1.7 | Solar Photovoltaic | SUN | PV | 1 | 2016 |  |  | (OP) Operating | Worcester
60921 | Farley Road Solar, LLC | Farley Road Community Solar | IPP Non-CHP | MA | 1.9 | 1.9 | 1.5 | Solar Photovoltaic | SUN | PV | 8 | 2017 |  |  | (OP) Operating | Worcester
60922 | Belchertown Renewables, LLC | Belchertown Renewables Community Solar | IPP Non-CHP | MA | 4 | 4 | 3.2 | Solar Photovoltaic | SUN | PV | 3 | 2018 |  |  | (OP) Operating | Hampshire
60923 | Theodore Drive Solar, LLC | Theodore Drive Community Solar | IPP Non-CHP | MA | 1.5 | 1.5 | 1.2 | Solar Photovoltaic | SUN | PV | 3 | 2018 |  |  | (OP) Operating | Worcester
60924 | Upton Solar, LLC | Upton Community Solar | IPP Non-CHP | MA | 2 | 2 | 1.6 | Solar Photovoltaic | SUN | PV | 9 | 2017 |  |  | (OP) Operating | Worcester
60925 | Pleasantdale Road Solar, LLC | Pleasantdale Road Community Solar | IPP Non-CHP | MA | 1 | 1 | 0.8 | Solar Photovoltaic | SUN | PV | 9 | 2017 |  |  | (OP) Operating | Worcester
60926 | Hatfield Renewables, LLC | Hatfield Renewables Community Solar | IPP Non-CHP | MA | 1.9 | 1.9 | 1.5 | Solar Photovoltaic | SUN | PV | 9 | 2017 |  |  | (OP) Operating | Hampshire
60920 | Peterson Road Solar, LLC | Peterson Road Solar | IPP Non-CHP | MA | 2.5 | 2.5 | 2 | Solar Photovoltaic | SUN | PV | 4 | 2017 |  |  | (OP) Operating | Hampden
60919 | Sampson Road Solar, LLC | Sampson Road Community Solar | IPP Non-CHP | MA | 2 | 2 | 1.6 | Solar Photovoltaic | SUN | PV | 12 | 2017 |  |  | (OP) Operating | Worcester
60917 | Golden Hills Solar, LLC | Golden Hills Solar | IPP Non-CHP | MA | 4.7 | 4.7 | 3.8 | Solar Photovoltaic | SUN | PV | 9 | 2017 |  |  | (OP) Operating | Worcester
60979 | BWC Salmon Brook, LLC | Grafton PV | IPP Non-CHP | MA | 2.7 | 2.7 | 2.7 | Solar Photovoltaic | SUN | PV | 10 | 2016 |  |  | (OP) Operating | Worcester
60980 | BWC French River, LLC | Barrett PV | IPP Non-CHP | MA | 11.9 | 11.9 | 11.9 | Solar Photovoltaic | SUN | PV | 11 | 2016 |  |  | (OP) Operating | Worcester
57081 | WGL Energy Systems, Inc | MDFA Devens-Saratoga | IPP Non-CHP | MA | 2.5 | 2.5 | 2.5 | Solar Photovoltaic | SUN | PV | 3 | 2016 |  |  | (OP) Operating | Worcester
57319 | Constellation Solar Massachusetts LLC | Smith & Wesson at Springfield MA PV | IPP Non-CHP | MA | 1.9 | 1.4 | 1.4 | Solar Photovoltaic | SUN | PV | 7 | 2017 |  |  | (OP) Operating | Hampden
61009 | LSE Centaurus LLC | Centaurus Solar - MA | IPP Non-CHP | MA | 2.4 | 2.4 | 2.4 | Solar Photovoltaic | SUN | PV | 11 | 2016 |  |  | (OP) Operating | Middlesex
61011 | Kearsarge Bellingham LLC | Kearsarge Bellingham PV | IPP Non-CHP | MA | 2.9 | 2.9 | 2.9 | Solar Photovoltaic | SUN | PV | 12 | 2016 |  |  | (OP) Operating | Norfolk
61028 | LSE Cassiopeia LLC | Ashby Duffy CSG Solar Farm | IPP Non-CHP | MA | 1.8 | 1.8 | 1.8 | Solar Photovoltaic | SUN | PV | 12 | 2017 |  |  | (OP) Operating | Middlesex
20326 | Town of West Boylston - (MA) | West Boylston Community Shared Solar | Electric Utility | MA | 1.5 | 1.5 | 1.5 | Solar Photovoltaic | SUN | PV | 12 | 2016 |  |  | (OP) Operating | Worcester
61125 | 301 Chestnut Solar NG, LLC | 301 Chestnut Solar NG | IPP Non-CHP | MA | 4.3 | 4.3 | 1.7 | Solar Photovoltaic | SUN | PV | 4 | 2017 |  |  | (OP) Operating | Hampden
61146 | Ameresco, Inc - Weston | Weston Landfill Solar | IPP Non-CHP | MA | 1.8 | 1.8 | 1.8 | Solar Photovoltaic | SUN | PV | 3 | 2016 |  |  | (OP) Operating | Middlesex
61147 | Ameresco, Inc - Braintree | Braintree Landfill Solar | IPP Non-CHP | MA | 1 | 1 | 1 | Solar Photovoltaic | SUN | PV | 12 | 2014 |  |  | (OP) Operating | Norfolk
61148 | Ameresco, Inc - GELD | GELD Solar Farm | IPP Non-CHP | MA | 2.3 | 2.3 | 2.3 | Solar Photovoltaic | SUN | PV | 6 | 2016 |  |  | (OP) Operating | Middlesex
61151 | NRG DG Haverhill LLC | NRG DG Haverhill | IPP Non-CHP | MA | 4.2 | 4.2 | 4.2 | Solar Photovoltaic | SUN | PV | 9 | 2017 |  |  | (OP) Operating | Essex
61155 | NRG DG Crystal Spring LLC | NRG DG Crystal Spring | IPP Non-CHP | MA | 4.2 | 4.2 | 4.2 | Solar Photovoltaic | SUN | PV | 7 | 2017 |  |  | (OP) Operating | Plymouth
58871 | Citizens Enterprises Corporation | Falmouth Landfill Solar | IPP Non-CHP | MA | 3 | 3 | 3 | Solar Photovoltaic | SUN | PV | 4 | 2017 |  |  | (OP) Operating | Barnstable
61189 | NRG DG Foxborough Elm LLC | NRG DG Foxborough Elm CSG | IPP Non-CHP | MA | 2 | 2 | 2 | Solar Photovoltaic | SUN | PV | 8 | 2017 |  |  | (OP) Operating | Norfolk
61190 | Town of Foxborough - Landfill (SREC II) | Town of Foxborough - Landfill (SREC II) CSG | IPP Non-CHP | MA | 1.2 | 1.2 | 1.2 | Solar Photovoltaic | SUN | PV | 8 | 2017 |  |  | (OP) Operating | Norfolk
58871 | Citizens Enterprises Corporation | Citizens Agawam Landfill Solar | IPP Non-CHP | MA | 1.8 | 1.8 | 1.8 | Solar Photovoltaic | SUN | PV | 4 | 2017 |  |  | (OP) Operating | Hampden
58871 | Citizens Enterprises Corporation | Norton Landfill Solar | IPP Non-CHP | MA | 1.5 | 1.5 | 1.5 | Solar Photovoltaic | SUN | PV | 1 | 2017 |  |  | (OP) Operating | Bristol
58871 | Citizens Enterprises Corporation | Tyngsborough Solar | IPP Non-CHP | MA | 2.6 | 2.6 | 2.6 | Solar Photovoltaic | SUN | PV | 1 | 2017 |  |  | (OP) Operating | Middlesex
56769 | Consolidated Edison Development Inc. | CED Chicopee Solar | IPP Non-CHP | MA | 3 | 3 | 3 | Solar Photovoltaic | SUN | PV | 7 | 2017 |  |  | (OP) Operating | Hampden
56769 | Consolidated Edison Development Inc. | UMASS | IPP Non-CHP | MA | 4 | 4 | 4 | Solar Photovoltaic | SUN | PV | 10 | 2016 |  |  | (OP) Operating | Hampshire
61227 | Nautilus Solar Solutions | West Brookfield Solar - Gilbertsville Rd | IPP Non-CHP | MA | 4 | 4 | 3 | Solar Photovoltaic | SUN | PV | 6 | 2017 |  |  | (OP) Operating | Worcester
61233 | NRG DG Tufts Science LLC | NRG DG Tufts Science LLC | IPP Non-CHP | MA | 1 | 1 | 1 | Solar Photovoltaic | SUN | PV | 2 | 2017 |  |  | (OP) Operating | Worcester
61234 | NRG DG Dighton LLC | NRG DG Dighton LLC | IPP Non-CHP | MA | 3.1 | 3.1 | 3.1 | Solar Photovoltaic | SUN | PV | 7 | 2017 |  |  | (OP) Operating | Bristol
61231 | NRG DG Tufts Knoll LLC | NRG DG Tufts Knoll LLC | IPP Non-CHP | MA | 2 | 2 | 2 | Solar Photovoltaic | SUN | PV | 8 | 2017 |  |  | (OP) Operating | Worcester
61232 | NRG DG Webster LLC | NRG DG Webster LLC | IPP Non-CHP | MA | 1.3 | 1.3 | 1.3 | Solar Photovoltaic | SUN | PV | 12 | 2017 |  |  | (OP) Operating | Worcester
61253 | Hitchcock Hydro, LLC | Texon Hydroelectric Project | IPP Non-CHP | MA | 1.5 | 1.5 | 1.5 | Conventional Hydroelectric | WAT | HY | 1 | 1982 |  |  | (OP) Operating | Hampden
61335 | CommonWealth New Bedford Energy LLC | Greater New Bedford LFG Utiliz. Facility | IPP Non-CHP | MA | 3.3 | 3.2 | 3.2 | Landfill Gas | LFG | IC | 10 | 2005 |  |  | (OP) Operating | Bristol
60584 | Onyx Asset Services Group | Onyx - Pembroke Landfill Solar | IPP Non-CHP | MA | 2.4 | 2.4 | 2.4 | Solar Photovoltaic | SUN | PV | 12 | 2017 |  |  | (OP) Operating | Plymouth
60584 | Onyx Asset Services Group | Onyx - Brockton - Thatcher Landfill Solar | IPP Non-CHP | MA | 3.7 | 3.7 | 3.7 | Solar Photovoltaic | SUN | PV | 11 | 2017 |  |  | (OP) Operating | Plymouth
58764 | Origis Energy USA, Inc | MA Solar Storage 1 | IPP Non-CHP | MA | 1.1 | 1.1 | 1.1 | Solar Photovoltaic | SUN | PV | 3 | 2017 |  |  | (OP) Operating | Worcester
58764 | Origis Energy USA, Inc | MA Solar Storage 1 | IPP Non-CHP | MA | 1.1 | 1.1 | 1.1 | Solar Photovoltaic | SUN | PV | 3 | 2017 |  |  | (OP) Operating | Worcester
58764 | Origis Energy USA, Inc | MA Solar Storage 1 | IPP Non-CHP | MA | 1.1 | 1.1 | 1.1 | Solar Photovoltaic | SUN | PV | 3 | 2017 |  |  | (OP) Operating | Worcester
61354 | Solten Plainville 6000, LLC | Solten Plainville 6000, LLC | IPP Non-CHP | MA | 4.9 | 4.9 | 4.9 | Solar Photovoltaic | SUN | PV | 8 | 2017 |  |  | (OP) Operating | Norfolk
61356 | Solten Randolph 4500, LLC | Randolph | IPP Non-CHP | MA | 3.8 | 3.8 | 3.8 | Solar Photovoltaic | SUN | PV | 11 | 2017 |  |  | (OP) Operating | Norfolk
59254 | NuGen Capital Management | East Acres Solar NG, LLC | IPP Non-CHP | MA | 5.8 | 5.8 | 2.8 | Solar Photovoltaic | SUN | PV | 4 | 2017 |  |  | (OP) Operating | Berkshire
61388 | Syncarpha Hancock I, LLC | Syncarpha Hancock I CSG | IPP Non-CHP | MA | 2 | 2 | 2 | Solar Photovoltaic | SUN | PV | 11 | 2017 |  |  | (OP) Operating | Berkshire
61389 | Syncarpha Hancock II, LLC | Syncarpha Hancock II CSG | IPP Non-CHP | MA | 2 | 2 | 2 | Solar Photovoltaic | SUN | PV | 11 | 2017 |  |  | (OP) Operating | Berkshire
61390 | Syncarpha Hancock III, LLC | Syncarpha Hancock III CSG | IPP Non-CHP | MA | 1 | 1 | 1 | Solar Photovoltaic | SUN | PV | 11 | 2017 |  |  | (OP) Operating | Berkshire
61392 | Syncarpha Still River, LLC | Syncarpha Still River, LLC | IPP Non-CHP | MA | 2 | 2 | 2 | Solar Photovoltaic | SUN | PV | 12 | 2016 |  |  | (OP) Operating | Worcester
61397 | Town of Otis | Town of Otis Wind Energy Project | Commercial Non-CHP | MA | 1.5 | 1.5 | 1.5 | Onshore Wind Turbine | WND | WT | 3 | 2018 |  |  | (OP) Operating | Berkshire
61428 | Kearsarge Concord II LLC | Kearsarge Concord II | IPP Non-CHP | MA | 4.5 | 4.5 | 4.5 | Solar Photovoltaic | SUN | PV | 1 | 2017 |  |  | (OP) Operating | Middlesex
61426 | Kearsarge Granby LLC | Kearsarge Granby | IPP Non-CHP | MA | 0.5 | 0.5 | 0.5 | Solar Photovoltaic | SUN | PV | 3 | 2017 |  |  | (OP) Operating | Hampshire
61426 | Kearsarge Granby LLC | Kearsarge Granby | IPP Non-CHP | MA | 0.5 | 0.5 | 0.5 | Solar Photovoltaic | SUN | PV | 3 | 2017 |  |  | (OP) Operating | Hampshire
61426 | Kearsarge Granby LLC | Kearsarge Granby | IPP Non-CHP | MA | 0.5 | 0.5 | 0.5 | Solar Photovoltaic | SUN | PV | 3 | 2017 |  |  | (OP) Operating | Hampshire
61426 | Kearsarge Granby LLC | Kearsarge Granby | IPP Non-CHP | MA | 0.5 | 0.5 | 0.5 | Solar Photovoltaic | SUN | PV | 3 | 2017 |  |  | (OP) Operating | Hampshire
61426 | Kearsarge Granby LLC | Kearsarge Granby | IPP Non-CHP | MA | 0.5 | 0.5 | 0.5 | Solar Photovoltaic | SUN | PV | 3 | 2017 |  |  | (OP) Operating | Hampshire
49965 | Constellation Mystic Power LLC | Mystic Generating Station | IPP Non-CHP | MA | 14.2 | 9.1 | 14.5 | Petroleum Liquids | DFO | GT | 6 | 1969 |  |  | (SB) Standby/Backup: available for service but not normally used | Middlesex
13206 | Nantucket Electric Co | Nantucket | Electric Utility | MA | 3.7 | 2.8 | 3 | Petroleum Liquids | DFO | GT | 10 | 1988 | 3 | 2019 | (SB) Standby/Backup: available for service but not normally used | Nantucket
13206 | Nantucket Electric Co | Nantucket | Electric Utility | MA | 3.7 | 2.9 | 3.3 | Petroleum Liquids | DFO | GT | 10 | 1988 | 3 | 2019 | (SB) Standby/Backup: available for service but not normally used | Nantucket
9442 | Town of Ipswich - (MA) | High Street Station | Electric Utility | MA | 1.2 | 1.2 | 1.3 | Natural Gas Internal Combustion Engine | NG | IC | 8 | 1986 |  |  | (SB) Standby/Backup: available for service but not normally used | Essex
9442 | Town of Ipswich - (MA) | High Street Station | Electric Utility | MA | 1.1 | 1.1 | 1.1 | Petroleum Liquids | DFO | IC | 8 | 1960 |  |  | (SB) Standby/Backup: available for service but not normally used | Essex
11806 | Massachusetts Mun Wholes Electric Co | Stony Brook | Electric Utility | MA | 2 | 2 | 2 | Petroleum Liquids | DFO | IC | 9 | 2007 |  |  | (SB) Standby/Backup: available for service but not normally used | Hampden
11806 | Massachusetts Mun Wholes Electric Co | Stony Brook | Electric Utility | MA | 2 | 2 | 2 | Petroleum Liquids | DFO | IC | 9 | 2007 |  |  | (SB) Standby/Backup: available for service but not normally used | Hampden
4385 | Anderson Power Products | Anderson Power Products Division | Industrial Non-CHP | MA | 0.3 | 0.3 | 0.3 | Petroleum Liquids | DFO | IC | 8 | 1987 |  |  | (SB) Standby/Backup: available for service but not normally used | Worcester
4385 | Anderson Power Products | Anderson Power Products Division | Industrial Non-CHP | MA | 0.3 | 0.3 | 0.3 | Petroleum Liquids | DFO | IC | 8 | 1987 |  |  | (SB) Standby/Backup: available for service but not normally used | Worcester
4385 | Anderson Power Products | Anderson Power Products Division | Industrial Non-CHP | MA | 0.3 | 0.3 | 0.3 | Petroleum Liquids | DFO | IC | 8 | 1987 |  |  | (SB) Standby/Backup: available for service but not normally used | Worcester
11427 | Massachusetts Wtr Rauth-Deer I | Deer Island Treatment Plant | Commercial CHP | MA | 26 | 22 | 27 | Petroleum Liquids | DFO | GT | 8 | 1995 |  |  | (SB) Standby/Backup: available for service but not normally used | Suffolk
11427 | Massachusetts Wtr Rauth-Deer I | Deer Island Treatment Plant | Commercial CHP | MA | 26 | 22 | 27 | Petroleum Liquids | DFO | GT | 8 | 1995 |  |  | (SB) Standby/Backup: available for service but not normally used | Suffolk
12258 | Medical Area Total Egy Plt Inc | Medical Area Total Energy Plant | Commercial CHP | MA | 6.8 | 6 | 6.7 | Petroleum Liquids | DFO | IC | 6 | 1985 |  |  | (SB) Standby/Backup: available for service but not normally used | Suffolk
12258 | Medical Area Total Egy Plt Inc | Medical Area Total Energy Plant | Commercial CHP | MA | 6.8 | 6 | 6.7 | Petroleum Liquids | DFO | IC | 7 | 1985 |  |  | (SB) Standby/Backup: available for service but not normally used | Suffolk
12258 | Medical Area Total Egy Plt Inc | Medical Area Total Energy Plant | Commercial CHP | MA | 6.8 | 6 | 6.7 | Petroleum Liquids | DFO | IC | 10 | 1985 |  |  | (SB) Standby/Backup: available for service but not normally used | Suffolk
12258 | Medical Area Total Egy Plt Inc | Medical Area Total Energy Plant | Commercial CHP | MA | 6.8 | 6 | 6.7 | Petroleum Liquids | DFO | IC | 10 | 1985 |  |  | (SB) Standby/Backup: available for service but not normally used | Suffolk
12258 | Medical Area Total Egy Plt Inc | Medical Area Total Energy Plant | Commercial CHP | MA | 6.8 | 6 | 6.7 | Petroleum Liquids | DFO | IC | 11 | 1985 |  |  | (SB) Standby/Backup: available for service but not normally used | Suffolk
12258 | Medical Area Total Egy Plt Inc | Medical Area Total Energy Plant | Commercial CHP | MA | 6.8 | 6 | 6.7 | Petroleum Liquids | DFO | IC | 2 | 1986 |  |  | (SB) Standby/Backup: available for service but not normally used | Suffolk
5623 | Rousselot Inc | Rousselot Inc | Industrial CHP | MA | 1.5 | 1.5 | 1.5 | Natural Gas Steam Turbine | NG | ST | 5 | 1947 |  |  | (SB) Standby/Backup: available for service but not normally used | Essex
5623 | Rousselot Inc | Rousselot Inc | Industrial CHP | MA | 1.5 | 1.5 | 1.5 | Natural Gas Steam Turbine | NG | ST | 5 | 1947 |  |  | (SB) Standby/Backup: available for service but not normally used | Essex
7209 | The Gillette Company | Gillette SBMC | Industrial CHP | MA | 0.5 | 0.5 | 0.5 | Petroleum Liquids | DFO | IC | 9 | 1991 |  |  | (SB) Standby/Backup: available for service but not normally used | Suffolk
7209 | The Gillette Company | Gillette SBMC | Industrial CHP | MA | 0.5 | 0.5 | 0.5 | Petroleum Liquids | DFO | IC | 3 | 1997 |  |  | (SB) Standby/Backup: available for service but not normally used | Suffolk
7209 | The Gillette Company | Gillette SBMC | Industrial CHP | MA | 1 | 1 | 1 | Petroleum Liquids | DFO | IC | 3 | 2000 |  |  | (SB) Standby/Backup: available for service but not normally used | Suffolk
20347 | Wellesley College | Wellesley College Central Utility Plant | Commercial CHP | MA | 3 | 3 | 3 | Petroleum Liquids | DFO | IC | 6 | 1985 |  |  | (SB) Standby/Backup: available for service but not normally used | Norfolk
59484 | Framingham State University | Framingham State University Plant | Commercial Non-CHP | MA | 0.2 | 0.4 | 0.4 | Petroleum Liquids | DFO | IC | 6 | 2007 |  |  | (SB) Standby/Backup: available for service but not normally used | Middlesex
59484 | Framingham State University | Framingham State University Plant | Commercial Non-CHP | MA | 0.3 | 0.3 | 0.3 | Petroleum Liquids | DFO | IC | 6 | 2005 |  |  | (SB) Standby/Backup: available for service but not normally used | Middlesex
59484 | Framingham State University | Framingham State University Plant | Commercial Non-CHP | MA | 0.2 | 0.2 | 0.2 | Petroleum Liquids | DFO | IC | 12 | 2015 |  |  | (SB) Standby/Backup: available for service but not normally used | Middlesex
59484 | Framingham State University | Framingham State University Plant | Commercial Non-CHP | MA | 0.2 | 0.2 | 0.2 | Petroleum Liquids | DFO | IC | 6 | 2011 |  |  | (SB) Standby/Backup: available for service but not normally used | Middlesex
59484 | Framingham State University | Framingham State University Plant | Commercial Non-CHP | MA | 0.1 | 0.1 | 0.1 | Petroleum Liquids | DFO | IC | 6 | 2003 |  |  | (SB) Standby/Backup: available for service but not normally used | Middlesex
59484 | Framingham State University | Framingham State University Plant | Commercial Non-CHP | MA | 0.4 | 0.4 | 0.4 | Petroleum Liquids | DFO | IC | 6 | 2009 |  |  | (SB) Standby/Backup: available for service but not normally used | Middlesex
59484 | Framingham State University | Framingham State University Plant | Commercial Non-CHP | MA | 0.2 | 0.2 | 0.2 | Petroleum Liquids | DFO | IC | 6 | 2004 |  |  | (SB) Standby/Backup: available for service but not normally used | Middlesex
59484 | Framingham State University | Framingham State University Plant | Commercial Non-CHP | MA | 0.4 | 0.4 | 0.4 | Petroleum Liquids | DFO | IC | 6 | 2013 |  |  | (SB) Standby/Backup: available for service but not normally used | Middlesex
59484 | Framingham State University | Framingham State University Plant | Commercial Non-CHP | MA | 0.2 | 0.2 | 0.2 | Petroleum Liquids | DFO | IC | 9 | 2016 |  |  | (SB) Standby/Backup: available for service but not normally used | Middlesex
39006 | Brookfield White Pine Hydro LLC | Charles E Monty | IPP Non-CHP | ME | 14.2 | 14 | 14 | Conventional Hydroelectric | WAT | HY | 1 | 1990 |  |  | (OP) Operating | Androscoggin
39006 | Brookfield White Pine Hydro LLC | Charles E Monty | IPP Non-CHP | ME | 14.2 | 14 | 14 | Conventional Hydroelectric | WAT | HY | 1 | 1990 |  |  | (OP) Operating | Androscoggin
1179 | Emera Maine | Eastport | Electric Utility | ME | 2 | 2 | 2.1 | Petroleum Liquids | DFO | IC | 8 | 1949 |  |  | (OP) Operating | Washington
59178 | Brookfield Black Bear Hydro, LLC | Ellsworth Hydro Station | IPP Non-CHP | ME | 2.5 | 2.6 | 2.5 | Conventional Hydroelectric | WAT | HY | 7 | 1924 |  |  | (OP) Operating | Hancock
59178 | Brookfield Black Bear Hydro, LLC | Ellsworth Hydro Station | IPP Non-CHP | ME | 2 | 2.1 | 2 | Conventional Hydroelectric | WAT | HY | 7 | 1938 |  |  | (OP) Operating | Hancock
59178 | Brookfield Black Bear Hydro, LLC | Ellsworth Hydro Station | IPP Non-CHP | ME | 2 | 2.1 | 2 | Conventional Hydroelectric | WAT | HY | 7 | 1938 |  |  | (OP) Operating | Hancock
59178 | Brookfield Black Bear Hydro, LLC | Ellsworth Hydro Station | IPP Non-CHP | ME | 2.4 | 2.5 | 2.4 | Conventional Hydroelectric | WAT | HY | 7 | 1924 |  |  | (OP) Operating | Hancock
59178 | Brookfield Black Bear Hydro, LLC | Milford Hydro Station | IPP Non-CHP | ME | 0.7 | 0.7 | 0.7 | Conventional Hydroelectric | WAT | HY | 11 | 2011 |  |  | (OP) Operating | Penobscot
59178 | Brookfield Black Bear Hydro, LLC | Milford Hydro Station | IPP Non-CHP | ME | 0.7 | 0.7 | 0.7 | Conventional Hydroelectric | WAT | HY | 11 | 2011 |  |  | (OP) Operating | Penobscot
59178 | Brookfield Black Bear Hydro, LLC | Milford Hydro Station | IPP Non-CHP | ME | 1.6 | 1.6 | 1.6 | Conventional Hydroelectric | WAT | HY | 7 | 1956 |  |  | (OP) Operating | Penobscot
59178 | Brookfield Black Bear Hydro, LLC | Milford Hydro Station | IPP Non-CHP | ME | 1.6 | 1.6 | 1.6 | Conventional Hydroelectric | WAT | HY | 7 | 1946 |  |  | (OP) Operating | Penobscot
59178 | Brookfield Black Bear Hydro, LLC | Milford Hydro Station | IPP Non-CHP | ME | 1.6 | 1.6 | 1.6 | Conventional Hydroelectric | WAT | HY | 7 | 1941 |  |  | (OP) Operating | Penobscot
59178 | Brookfield Black Bear Hydro, LLC | Milford Hydro Station | IPP Non-CHP | ME | 1.6 | 1.6 | 1.6 | Conventional Hydroelectric | WAT | HY | 7 | 1942 |  |  | (OP) Operating | Penobscot
59178 | Brookfield Black Bear Hydro, LLC | Stillwater Hydro Station | IPP Non-CHP | ME | 0.4 | 0.5 | 0.5 | Conventional Hydroelectric | WAT | HY | 1 | 1913 |  |  | (OP) Operating | Penobscot
59178 | Brookfield Black Bear Hydro, LLC | Stillwater Hydro Station | IPP Non-CHP | ME | 0.4 | 0.5 | 0.5 | Conventional Hydroelectric | WAT | HY | 1 | 1913 |  |  | (OP) Operating | Penobscot
59178 | Brookfield Black Bear Hydro, LLC | Stillwater Hydro Station | IPP Non-CHP | ME | 0.4 | 0.5 | 0.5 | Conventional Hydroelectric | WAT | HY | 1 | 1916 |  |  | (OP) Operating | Penobscot
59178 | Brookfield Black Bear Hydro, LLC | Stillwater Hydro Station | IPP Non-CHP | ME | 0.6 | 0.6 | 0.6 | Conventional Hydroelectric | WAT | HY | 1 | 1929 |  |  | (OP) Operating | Penobscot
39006 | Brookfield White Pine Hydro LLC | Androscoggin 3 | IPP Non-CHP | ME | 3.6 | 3.4 | 3.3 | Conventional Hydroelectric | WAT | HY | 1 | 1928 |  |  | (OP) Operating | Androscoggin
39006 | Brookfield White Pine Hydro LLC | Bar Mills | IPP Non-CHP | ME | 2 | 2 | 2 | Conventional Hydroelectric | WAT | HY | 1 | 1956 |  |  | (OP) Operating | York
39006 | Brookfield White Pine Hydro LLC | Bar Mills | IPP Non-CHP | ME | 2 | 2 | 2 | Conventional Hydroelectric | WAT | HY | 1 | 1956 |  |  | (OP) Operating | York
39006 | Brookfield White Pine Hydro LLC | Bonny Eagle | IPP Non-CHP | ME | 1.2 | 1.5 | 1.5 | Conventional Hydroelectric | WAT | HY | 1 | 1910 |  |  | (OP) Operating | York
39006 | Brookfield White Pine Hydro LLC | Bonny Eagle | IPP Non-CHP | ME | 1.2 | 1.5 | 1.5 | Conventional Hydroelectric | WAT | HY | 1 | 1910 |  |  | (OP) Operating | York
39006 | Brookfield White Pine Hydro LLC | Bonny Eagle | IPP Non-CHP | ME | 1.2 | 1.5 | 1.5 | Conventional Hydroelectric | WAT | HY | 1 | 1910 |  |  | (OP) Operating | York
39006 | Brookfield White Pine Hydro LLC | Bonny Eagle | IPP Non-CHP | ME | 1.2 | 1.5 | 1.5 | Conventional Hydroelectric | WAT | HY | 1 | 1910 |  |  | (OP) Operating | York
39006 | Brookfield White Pine Hydro LLC | Bonny Eagle | IPP Non-CHP | ME | 1.2 | 1.5 | 1.5 | Conventional Hydroelectric | WAT | HY | 1 | 1910 |  |  | (OP) Operating | York
39006 | Brookfield White Pine Hydro LLC | Bonny Eagle | IPP Non-CHP | ME | 1.2 | 1.5 | 1.5 | Conventional Hydroelectric | WAT | HY | 1 | 1910 |  |  | (OP) Operating | York
39006 | Brookfield White Pine Hydro LLC | Brunswick Hydro | IPP Non-CHP | ME | 12.6 | 13 | 13 | Conventional Hydroelectric | WAT | HY | 3 | 1982 |  |  | (OP) Operating | Cumberland
39006 | Brookfield White Pine Hydro LLC | Brunswick Hydro | IPP Non-CHP | ME | 3.5 | 3.5 | 3.5 | Conventional Hydroelectric | WAT | HY | 4 | 1983 |  |  | (OP) Operating | Cumberland
39006 | Brookfield White Pine Hydro LLC | Brunswick Hydro | IPP Non-CHP | ME | 3.5 | 3.5 | 3.5 | Conventional Hydroelectric | WAT | HY | 4 | 1983 |  |  | (OP) Operating | Cumberland
14876 | FPL Energy Cape LLC | Cape Gas Turbine | IPP Non-CHP | ME | 17.5 | 16 | 20 | Petroleum Liquids | DFO | GT | 1 | 1970 |  |  | (OP) Operating | Cumberland
14876 | FPL Energy Cape LLC | Cape Gas Turbine | IPP Non-CHP | ME | 17.5 | 16 | 20 | Petroleum Liquids | DFO | GT | 1 | 1970 |  |  | (OP) Operating | Cumberland
39006 | Brookfield White Pine Hydro LLC | Cataract Hydro | IPP Non-CHP | ME | 6.6 | 8 | 8 | Conventional Hydroelectric | WAT | HY | 1 | 1937 |  |  | (OP) Operating | York
39006 | Brookfield White Pine Hydro LLC | Deer Rips | IPP Non-CHP | ME | 0.6 | 0.7 | 0.7 | Conventional Hydroelectric | WAT | HY | 1 | 1903 |  |  | (OP) Operating | Androscoggin
39006 | Brookfield White Pine Hydro LLC | Deer Rips | IPP Non-CHP | ME | 0.6 | 0.7 | 0.7 | Conventional Hydroelectric | WAT | HY | 1 | 1903 |  |  | (OP) Operating | Androscoggin
39006 | Brookfield White Pine Hydro LLC | Deer Rips | IPP Non-CHP | ME | 0.9 | 0.8 | 0.8 | Conventional Hydroelectric | WAT | HY | 1 | 1906 |  |  | (OP) Operating | Androscoggin
39006 | Brookfield White Pine Hydro LLC | Deer Rips | IPP Non-CHP | ME | 0.8 | 0.7 | 0.7 | Conventional Hydroelectric | WAT | HY | 1 | 1911 |  |  | (OP) Operating | Androscoggin
39006 | Brookfield White Pine Hydro LLC | Deer Rips | IPP Non-CHP | ME | 0.8 | 0.7 | 0.7 | Conventional Hydroelectric | WAT | HY | 1 | 1913 |  |  | (OP) Operating | Androscoggin
39006 | Brookfield White Pine Hydro LLC | Deer Rips | IPP Non-CHP | ME | 1.8 | 1.7 | 1.7 | Conventional Hydroelectric | WAT | HY | 1 | 1919 |  |  | (OP) Operating | Androscoggin
39006 | Brookfield White Pine Hydro LLC | Deer Rips | IPP Non-CHP | ME | 1 | 0.9 | 0.9 | Conventional Hydroelectric | WAT | HY | 1 | 1924 |  |  | (OP) Operating | Androscoggin
39006 | Brookfield White Pine Hydro LLC | Gulf Island | IPP Non-CHP | ME | 6.4 | 7.2 | 7.2 | Conventional Hydroelectric | WAT | HY | 1 | 1926 |  |  | (OP) Operating | Androscoggin
39006 | Brookfield White Pine Hydro LLC | Gulf Island | IPP Non-CHP | ME | 6.4 | 8.1 | 8.1 | Conventional Hydroelectric | WAT | HY | 1 | 1926 |  |  | (OP) Operating | Androscoggin
39006 | Brookfield White Pine Hydro LLC | Gulf Island | IPP Non-CHP | ME | 6.4 | 7.9 | 7.9 | Conventional Hydroelectric | WAT | HY | 1 | 1926 |  |  | (OP) Operating | Androscoggin
39006 | Brookfield White Pine Hydro LLC | Harris Hydro | IPP Non-CHP | ME | 15 | 16.8 | 16.8 | Conventional Hydroelectric | WAT | HY | 1 | 1954 |  |  | (OP) Operating | Somerset
39006 | Brookfield White Pine Hydro LLC | Harris Hydro | IPP Non-CHP | ME | 30 | 35 | 34.9 | Conventional Hydroelectric | WAT | HY | 1 | 1954 |  |  | (OP) Operating | Somerset
39006 | Brookfield White Pine Hydro LLC | Harris Hydro | IPP Non-CHP | ME | 30 | 34.2 | 34.2 | Conventional Hydroelectric | WAT | HY | 1 | 1955 |  |  | (OP) Operating | Somerset
39006 | Brookfield White Pine Hydro LLC | Harris Hydro | IPP Non-CHP | ME | 1.4 | 1.4 | 1.4 | Conventional Hydroelectric | WAT | HY | 1 | 1955 |  |  | (OP) Operating | Somerset
39006 | Brookfield White Pine Hydro LLC | Hiram | IPP Non-CHP | ME | 2.4 | 3.1 | 3.1 | Conventional Hydroelectric | WAT | HY | 1 | 1917 |  |  | (OP) Operating | Cumberland
39006 | Brookfield White Pine Hydro LLC | Hiram | IPP Non-CHP | ME | 8.1 | 8.5 | 8.5 | Conventional Hydroelectric | WAT | HY | 1 | 1985 |  |  | (OP) Operating | Cumberland
56854 | Messalonskee Stream Hydro LLC | Messalonskee 2 (Oakland) | IPP Non-CHP | ME | 2.8 | 2.8 | 2.8 | Conventional Hydroelectric | WAT | HY | 1 | 1924 |  |  | (OP) Operating | Kennebec
56854 | Messalonskee Stream Hydro LLC | Messalonskee 3 | IPP Non-CHP | ME | 1.6 | 1.6 | 1.6 | Conventional Hydroelectric | WAT | HY | 1 | 1918 |  |  | (OP) Operating | Kennebec
56854 | Messalonskee Stream Hydro LLC | Messalonskee 5 | IPP Non-CHP | ME | 1.8 | 1.8 | 1.8 | Conventional Hydroelectric | WAT | HY | 1 | 1935 |  |  | (OP) Operating | Kennebec
39006 | Brookfield White Pine Hydro LLC | North Gorham | IPP Non-CHP | ME | 1.1 | 1 | 1 | Conventional Hydroelectric | WAT | HY | 1 | 1925 |  |  | (OP) Operating | Cumberland
39006 | Brookfield White Pine Hydro LLC | North Gorham | IPP Non-CHP | ME | 1.1 | 1 | 1 | Conventional Hydroelectric | WAT | HY | 1 | 1925 |  |  | (OP) Operating | Cumberland
39006 | Brookfield White Pine Hydro LLC | Shawmut | IPP Non-CHP | ME | 0.7 | 0.9 | 0.9 | Conventional Hydroelectric | WAT | HY | 1 | 1913 |  |  | (OP) Operating | Somerset
39006 | Brookfield White Pine Hydro LLC | Shawmut | IPP Non-CHP | ME | 0.7 | 0.9 | 0.9 | Conventional Hydroelectric | WAT | HY | 1 | 1913 |  |  | (OP) Operating | Somerset
39006 | Brookfield White Pine Hydro LLC | Shawmut | IPP Non-CHP | ME | 0.7 | 0.9 | 0.9 | Conventional Hydroelectric | WAT | HY | 1 | 1913 |  |  | (OP) Operating | Somerset
39006 | Brookfield White Pine Hydro LLC | Shawmut | IPP Non-CHP | ME | 0.7 | 0.9 | 0.9 | Conventional Hydroelectric | WAT | HY | 1 | 1913 |  |  | (OP) Operating | Somerset
39006 | Brookfield White Pine Hydro LLC | Shawmut | IPP Non-CHP | ME | 0.7 | 0.9 | 0.9 | Conventional Hydroelectric | WAT | HY | 1 | 1913 |  |  | (OP) Operating | Somerset
39006 | Brookfield White Pine Hydro LLC | Shawmut | IPP Non-CHP | ME | 0.9 | 0.9 | 0.9 | Conventional Hydroelectric | WAT | HY | 1 | 1921 |  |  | (OP) Operating | Somerset
39006 | Brookfield White Pine Hydro LLC | Shawmut | IPP Non-CHP | ME | 2.2 | 1.9 | 1.9 | Conventional Hydroelectric | WAT | HY | 1 | 1982 |  |  | (OP) Operating | Somerset
39006 | Brookfield White Pine Hydro LLC | Shawmut | IPP Non-CHP | ME | 2.2 | 1.9 | 1.9 | Conventional Hydroelectric | WAT | HY | 1 | 1982 |  |  | (OP) Operating | Somerset
39006 | Brookfield White Pine Hydro LLC | Skelton | IPP Non-CHP | ME | 8.4 | 10.8 | 10.8 | Conventional Hydroelectric | WAT | HY | 1 | 1948 |  |  | (OP) Operating | York
39006 | Brookfield White Pine Hydro LLC | Skelton | IPP Non-CHP | ME | 8.4 | 10.8 | 10.8 | Conventional Hydroelectric | WAT | HY | 1 | 1948 |  |  | (OP) Operating | York
31719 | FPL Energy Wyman LLC | William F Wyman | IPP Non-CHP | ME | 50 | 50.1 | 49.5 | Petroleum Liquids | RFO | ST | 1 | 1957 |  |  | (OP) Operating | Cumberland
31719 | FPL Energy Wyman LLC | William F Wyman | IPP Non-CHP | ME | 50 | 47.8 | 52.8 | Petroleum Liquids | RFO | ST | 1 | 1958 |  |  | (OP) Operating | Cumberland
31719 | FPL Energy Wyman LLC | William F Wyman | IPP Non-CHP | ME | 113.6 | 110.9 | 113.8 | Petroleum Liquids | RFO | ST | 1 | 1965 |  |  | (OP) Operating | Cumberland
31719 | FPL Energy Wyman LLC | William F Wyman | IPP Non-CHP | ME | 632.4 | 602.1 | 605.8 | Petroleum Liquids | RFO | ST | 1 | 1978 |  |  | (OP) Operating | Cumberland
31719 | FPL Energy Wyman LLC | William F Wyman | IPP Non-CHP | ME | 16.7 | 16.2 | 16.2 | Batteries | MWH | BA | 12 | 2016 |  |  | (OP) Operating | Cumberland
39006 | Brookfield White Pine Hydro LLC | West Buxton | IPP Non-CHP | ME | 0.6 | 0.6 | 0.6 | Conventional Hydroelectric | WAT | HY | 1 | 1982 |  |  | (OP) Operating | York
39006 | Brookfield White Pine Hydro LLC | West Buxton | IPP Non-CHP | ME | 0.6 | 0.6 | 0.6 | Conventional Hydroelectric | WAT | HY | 1 | 1982 |  |  | (OP) Operating | York
39006 | Brookfield White Pine Hydro LLC | West Buxton | IPP Non-CHP | ME | 1.1 | 1.1 | 1.1 | Conventional Hydroelectric | WAT | HY | 1 | 1920 |  |  | (OP) Operating | York
39006 | Brookfield White Pine Hydro LLC | West Buxton | IPP Non-CHP | ME | 0.7 | 0.7 | 0.7 | Conventional Hydroelectric | WAT | HY | 1 | 1907 |  |  | (OP) Operating | York
39006 | Brookfield White Pine Hydro LLC | West Buxton | IPP Non-CHP | ME | 0.7 | 0.7 | 0.7 | Conventional Hydroelectric | WAT | HY | 1 | 1904 |  |  | (OP) Operating | York
39006 | Brookfield White Pine Hydro LLC | West Buxton | IPP Non-CHP | ME | 4 | 4 | 4 | Conventional Hydroelectric | WAT | HY | 1 | 1927 |  |  | (OP) Operating | York
39006 | Brookfield White Pine Hydro LLC | Weston Hydro | IPP Non-CHP | ME | 3 | 3.3 | 3.3 | Conventional Hydroelectric | WAT | HY | 1 | 1921 |  |  | (OP) Operating | Somerset
39006 | Brookfield White Pine Hydro LLC | Weston Hydro | IPP Non-CHP | ME | 3 | 3.3 | 3.3 | Conventional Hydroelectric | WAT | HY | 1 | 1920 |  |  | (OP) Operating | Somerset
39006 | Brookfield White Pine Hydro LLC | Weston Hydro | IPP Non-CHP | ME | 3 | 3.3 | 3.3 | Conventional Hydroelectric | WAT | HY | 1 | 1921 |  |  | (OP) Operating | Somerset
39006 | Brookfield White Pine Hydro LLC | Weston Hydro | IPP Non-CHP | ME | 3 | 3.3 | 3.3 | Conventional Hydroelectric | WAT | HY | 1 | 1923 |  |  | (OP) Operating | Somerset
39006 | Brookfield White Pine Hydro LLC | Williams Hydro | IPP Non-CHP | ME | 7 | 8.2 | 8.2 | Conventional Hydroelectric | WAT | HY | 1 | 1939 |  |  | (OP) Operating | Somerset
39006 | Brookfield White Pine Hydro LLC | Williams Hydro | IPP Non-CHP | ME | 6 | 6.7 | 6.7 | Conventional Hydroelectric | WAT | HY | 1 | 1950 |  |  | (OP) Operating | Somerset
39006 | Brookfield White Pine Hydro LLC | Wyman Hydro | IPP Non-CHP | ME | 24 | 29.4 | 29.4 | Conventional Hydroelectric | WAT | HY | 1 | 1930 |  |  | (OP) Operating | Somerset
39006 | Brookfield White Pine Hydro LLC | Wyman Hydro | IPP Non-CHP | ME | 24 | 29.9 | 29.9 | Conventional Hydroelectric | WAT | HY | 1 | 1931 |  |  | (OP) Operating | Somerset
39006 | Brookfield White Pine Hydro LLC | Wyman Hydro | IPP Non-CHP | ME | 24 | 29.2 | 29.2 | Conventional Hydroelectric | WAT | HY | 1 | 1940 |  |  | (OP) Operating | Somerset
60160 | Merlin One LLC | Caribou Generation Station | IPP Non-CHP | ME | 0.4 | 0.4 | 0.4 | Conventional Hydroelectric | WAT | HY | 6 | 1926 |  |  | (OP) Operating | Aroostook
60160 | Merlin One LLC | Caribou Generation Station | IPP Non-CHP | ME | 0.4 | 0.4 | 0.4 | Conventional Hydroelectric | WAT | HY | 6 | 1926 |  |  | (OP) Operating | Aroostook
12401 | Merimil Ltd Partnership | Lockwood Hydroelectric Facility | IPP Non-CHP | ME | 0.8 | 0.7 | 0.7 | Conventional Hydroelectric | WAT | HY | 10 | 1985 |  |  | (OP) Operating | Kennebec
12401 | Merimil Ltd Partnership | Lockwood Hydroelectric Facility | IPP Non-CHP | ME | 0.8 | 0.7 | 0.7 | Conventional Hydroelectric | WAT | HY | 10 | 1985 |  |  | (OP) Operating | Kennebec
12401 | Merimil Ltd Partnership | Lockwood Hydroelectric Facility | IPP Non-CHP | ME | 0.8 | 0.7 | 0.7 | Conventional Hydroelectric | WAT | HY | 10 | 1985 |  |  | (OP) Operating | Kennebec
12401 | Merimil Ltd Partnership | Lockwood Hydroelectric Facility | IPP Non-CHP | ME | 0.8 | 0.7 | 0.7 | Conventional Hydroelectric | WAT | HY | 10 | 1985 |  |  | (OP) Operating | Kennebec
12401 | Merimil Ltd Partnership | Lockwood Hydroelectric Facility | IPP Non-CHP | ME | 0.8 | 0.7 | 0.7 | Conventional Hydroelectric | WAT | HY | 10 | 1985 |  |  | (OP) Operating | Kennebec
12401 | Merimil Ltd Partnership | Lockwood Hydroelectric Facility | IPP Non-CHP | ME | 0.8 | 0.7 | 0.7 | Conventional Hydroelectric | WAT | HY | 10 | 1985 |  |  | (OP) Operating | Kennebec
12401 | Merimil Ltd Partnership | Lockwood Hydroelectric Facility | IPP Non-CHP | ME | 2.4 | 2.2 | 2.2 | Conventional Hydroelectric | WAT | HY | 10 | 1988 |  |  | (OP) Operating | Kennebec
11451 | Madison Paper Industries Inc | Anson Abenaki Hydros | Industrial CHP | ME | 3 | 2.2 | 2.2 | Conventional Hydroelectric | WAT | HY | 5 | 1983 |  |  | (OP) Operating | Somerset
11451 | Madison Paper Industries Inc | Anson Abenaki Hydros | Industrial CHP | ME | 2.7 | 2.2 | 2.2 | Conventional Hydroelectric | WAT | HY | 9 | 1980 |  |  | (OP) Operating | Somerset
11451 | Madison Paper Industries Inc | Anson Abenaki Hydros | Industrial CHP | ME | 3 | 2.2 | 2.2 | Conventional Hydroelectric | WAT | HY | 4 | 1983 |  |  | (OP) Operating | Somerset
11451 | Madison Paper Industries Inc | Anson Abenaki Hydros | Industrial CHP | ME | 3 | 2.2 | 2.2 | Conventional Hydroelectric | WAT | HY | 4 | 1983 |  |  | (OP) Operating | Somerset
11451 | Madison Paper Industries Inc | Anson Abenaki Hydros | Industrial CHP | ME | 2.5 | 2.2 | 2.2 | Conventional Hydroelectric | WAT | HY | 7 | 1961 |  |  | (OP) Operating | Somerset
11451 | Madison Paper Industries Inc | Anson Abenaki Hydros | Industrial CHP | ME | 3 | 2.6 | 2.6 | Conventional Hydroelectric | WAT | HY | 4 | 2008 |  |  | (OP) Operating | Somerset
11451 | Madison Paper Industries Inc | Anson Abenaki Hydros | Industrial CHP | ME | 2.5 | 2.2 | 2.2 | Conventional Hydroelectric | WAT | HY | 1 | 1950 |  |  | (OP) Operating | Somerset
11451 | Madison Paper Industries Inc | Anson Abenaki Hydros | Industrial CHP | ME | 0.3 | 0.3 | 0.3 | Conventional Hydroelectric | WAT | HY | 8 | 1989 |  |  | (OP) Operating | Somerset
11451 | Madison Paper Industries Inc | Anson Abenaki Hydros | Industrial CHP | ME | 1.8 | 1.8 | 1.8 | Conventional Hydroelectric | WAT | HY | 9 | 1984 |  |  | (OP) Operating | Somerset
11451 | Madison Paper Industries Inc | Anson Abenaki Hydros | Industrial CHP | ME | 1.8 | 1.8 | 1.8 | Conventional Hydroelectric | WAT | HY | 9 | 1984 |  |  | (OP) Operating | Somerset
11451 | Madison Paper Industries Inc | Anson Abenaki Hydros | Industrial CHP | ME | 1.8 | 1.8 | 1.8 | Conventional Hydroelectric | WAT | HY | 9 | 1984 |  |  | (OP) Operating | Somerset
11451 | Madison Paper Industries Inc | Anson Abenaki Hydros | Industrial CHP | ME | 1.8 | 1.8 | 1.8 | Conventional Hydroelectric | WAT | HY | 9 | 1984 |  |  | (OP) Operating | Somerset
11451 | Madison Paper Industries Inc | Anson Abenaki Hydros | Industrial CHP | ME | 1.8 | 1.8 | 1.8 | Conventional Hydroelectric | WAT | HY | 9 | 1984 |  |  | (OP) Operating | Somerset
59178 | Brookfield Black Bear Hydro, LLC | West Enfield Hydro | IPP Non-CHP | ME | 6.5 | 4.4 | 4.4 | Conventional Hydroelectric | WAT | HY | 4 | 1988 |  |  | (OP) Operating | Penobscot
59178 | Brookfield Black Bear Hydro, LLC | West Enfield Hydro | IPP Non-CHP | ME | 6.5 | 5.1 | 5.1 | Conventional Hydroelectric | WAT | HY | 4 | 1988 |  |  | (OP) Operating | Penobscot
57432 | ReEnergy Livermore Falls | ReEnergy Livermore Falls | IPP Non-CHP | ME | 39.6 | 36 | 36 | Wood/Wood Waste Biomass | WDS | ST | 8 | 1992 |  |  | (OP) Operating | Androscoggin
1981 | ReEnergy Ashland LLC | ReEnergy Ashland | IPP Non-CHP | ME | 39.6 | 37 | 38 | Wood/Wood Waste Biomass | WDS | ST | 8 | 1993 |  |  | (OP) Operating | Aroostook
50083 | Brookfield Power New England | Rumford Falls Hydro Facility | IPP Non-CHP | ME | 8.1 | 8.1 | 8.1 | Conventional Hydroelectric | WAT | HY | 1 | 1918 |  |  | (OP) Operating | Oxford
50083 | Brookfield Power New England | Rumford Falls Hydro Facility | IPP Non-CHP | ME | 8.1 | 8.1 | 8.1 | Conventional Hydroelectric | WAT | HY | 1 | 1918 |  |  | (OP) Operating | Oxford
50083 | Brookfield Power New England | Rumford Falls Hydro Facility | IPP Non-CHP | ME | 8.8 | 8.8 | 8.8 | Conventional Hydroelectric | WAT | HY | 1 | 1926 |  |  | (OP) Operating | Oxford
50083 | Brookfield Power New England | Rumford Falls Hydro Facility | IPP Non-CHP | ME | 7.6 | 7.6 | 7.6 | Conventional Hydroelectric | WAT | HY | 10 | 1954 |  |  | (OP) Operating | Oxford
50083 | Brookfield Power New England | Rumford Falls Hydro Facility | IPP Non-CHP | ME | 7.6 | 7.6 | 7.6 | Conventional Hydroelectric | WAT | HY | 10 | 1954 |  |  | (OP) Operating | Oxford
60999 | Catalyst Paper Operations, Inc | Rumford Cogeneration | IPP CHP | ME | 102.6 | 85 | 95 | Wood/Wood Waste Biomass | BLQ | ST | 1 | 1990 |  |  | (OP) Operating | Oxford
55753 | Essex Hydro Associates LLC | Benton Falls Associates | IPP Non-CHP | ME | 3.5 | 3.3 | 3.2 | Conventional Hydroelectric | WAT | HY | 12 | 1987 |  |  | (OP) Operating | Kennebec
55753 | Essex Hydro Associates LLC | Benton Falls Associates | IPP Non-CHP | ME | 0.7 | 0.7 | 0.6 | Conventional Hydroelectric | WAT | HY | 12 | 1987 |  |  | (OP) Operating | Kennebec
2179 | Brassua Hydroelectric LP | Brassua Hydroelectric Project | IPP Non-CHP | ME | 3.6 | 3.6 | 3.6 | Conventional Hydroelectric | WAT | HY | 9 | 1989 |  |  | (OP) Operating | Somerset
5232 | Woodland Pulp LLC | Domtar - Woodland Mill | Industrial CHP | ME | 3 | 2.9 | 2.8 | Conventional Hydroelectric | WAT | HY | 6 | 1912 |  |  | (OP) Operating | Washington
5232 | Woodland Pulp LLC | Domtar - Woodland Mill | Industrial CHP | ME | 3.3 | 3.1 | 3 | Conventional Hydroelectric | WAT | HY | 6 | 1929 |  |  | (OP) Operating | Washington
5232 | Woodland Pulp LLC | Domtar - Woodland Mill | Industrial CHP | ME | 1.6 | 1.5 | 1.5 | Conventional Hydroelectric | WAT | HY | 6 | 1970 |  |  | (OP) Operating | Washington
5232 | Woodland Pulp LLC | Domtar - Woodland Mill | Industrial CHP | ME | 2 | 1.9 | 1.8 | Conventional Hydroelectric | WAT | HY | 6 | 1970 |  |  | (OP) Operating | Washington
5232 | Woodland Pulp LLC | Domtar - Woodland Mill | Industrial CHP | ME | 2 | 1.9 | 1.8 | Conventional Hydroelectric | WAT | HY | 6 | 1970 |  |  | (OP) Operating | Washington
5232 | Woodland Pulp LLC | Domtar - Woodland Mill | Industrial CHP | ME | 23 | 26 | 26 | Wood/Wood Waste Biomass | BLQ | ST | 3 | 1966 |  |  | (OP) Operating | Washington
5232 | Woodland Pulp LLC | Domtar - Woodland Mill | Industrial CHP | ME | 26.8 | 20 | 20 | Wood/Wood Waste Biomass | BLQ | ST | 3 | 1970 |  |  | (OP) Operating | Washington
56838 | KEI (Maine) Power Management (III) LLC | Barker Lower | IPP Non-CHP | ME | 1.5 | 1.5 | 1.5 | Conventional Hydroelectric | WAT | HY | 4 | 1986 |  |  | (OP) Operating | Androscoggin
56402 | Covanta Maine LLC | Indeck West Enfield Energy Center | IPP Non-CHP | ME | 27.5 | 20.4 | 21.4 | Wood/Wood Waste Biomass | WDS | ST | 12 | 1987 |  |  | (OP) Operating | Penobscot
22219 | Mid-Maine Waste Action Corp | MMWAC Resource Recovery Facility | Commercial Non-CHP | ME | 5 | 2.7 | 2.7 | Municipal Solid Waste | MSW | ST | 6 | 1992 |  |  | (OP) Operating | Androscoggin
57280 | Eagle Creek RE LLC | International Paper Jay Hydro | Industrial Non-CHP | ME | 0.5 | 0.5 | 0.5 | Conventional Hydroelectric | WAT | HY | 1 | 1912 |  |  | (OP) Operating | Franklin
57280 | Eagle Creek RE LLC | International Paper Jay Hydro | Industrial Non-CHP | ME | 0.5 | 0.5 | 0.5 | Conventional Hydroelectric | WAT | HY | 1 | 1912 |  |  | (OP) Operating | Franklin
57280 | Eagle Creek RE LLC | International Paper Jay Hydro | Industrial Non-CHP | ME | 0.5 | 0.5 | 0.5 | Conventional Hydroelectric | WAT | HY | 1 | 1912 |  |  | (OP) Operating | Franklin
57280 | Eagle Creek RE LLC | International Paper Jay Hydro | Industrial Non-CHP | ME | 0.5 | 0.5 | 0.5 | Conventional Hydroelectric | WAT | HY | 1 | 1912 |  |  | (OP) Operating | Franklin
57280 | Eagle Creek RE LLC | International Paper Jay Hydro | Industrial Non-CHP | ME | 0.5 | 0.5 | 0.5 | Conventional Hydroelectric | WAT | HY | 1 | 1912 |  |  | (OP) Operating | Franklin
57280 | Eagle Creek RE LLC | International Paper Jay Hydro | Industrial Non-CHP | ME | 0.6 | 0.6 | 0.6 | Conventional Hydroelectric | WAT | HY | 1 | 1912 |  |  | (OP) Operating | Franklin
6036 | ESOCO Orrington LLC | Penobscot Energy Recovery | Commercial Non-CHP | ME | 25.3 | 21.2 | 21.2 | Municipal Solid Waste | MSW | ST | 11 | 1987 |  |  | (OP) Operating | Penobscot
57280 | Eagle Creek RE LLC | Otis Hydro | Industrial Non-CHP | ME | 5.1 | 5.1 | 5.1 | Conventional Hydroelectric | WAT | HY | 1 | 1985 |  |  | (OP) Operating | Franklin
57280 | Eagle Creek RE LLC | Otis Hydro | Industrial Non-CHP | ME | 5.1 | 5.1 | 5.1 | Conventional Hydroelectric | WAT | HY | 1 | 1985 |  |  | (OP) Operating | Franklin
57280 | Eagle Creek RE LLC | International Paper Riley Hydro | Industrial Non-CHP | ME | 1.1 | 1.1 | 1.1 | Conventional Hydroelectric | WAT | HY | 12 | 1981 |  |  | (OP) Operating | Franklin
57280 | Eagle Creek RE LLC | International Paper Riley Hydro | Industrial Non-CHP | ME | 1.1 | 1.1 | 1.1 | Conventional Hydroelectric | WAT | HY | 12 | 1981 |  |  | (OP) Operating | Franklin
57280 | Eagle Creek RE LLC | International Paper Riley Hydro | Industrial Non-CHP | ME | 1.1 | 1.1 | 1.1 | Conventional Hydroelectric | WAT | HY | 12 | 1981 |  |  | (OP) Operating | Franklin
57280 | Eagle Creek RE LLC | International Paper Riley Hydro | Industrial Non-CHP | ME | 1.1 | 1.1 | 1.1 | Conventional Hydroelectric | WAT | HY | 12 | 1981 |  |  | (OP) Operating | Franklin
57280 | Eagle Creek RE LLC | International Paper Riley Hydro | Industrial Non-CHP | ME | 1.1 | 1.1 | 1.1 | Conventional Hydroelectric | WAT | HY | 12 | 1981 |  |  | (OP) Operating | Franklin
57280 | Eagle Creek RE LLC | International Paper Riley Hydro | Industrial Non-CHP | ME | 1.1 | 1.1 | 1.1 | Conventional Hydroelectric | WAT | HY | 12 | 1981 |  |  | (OP) Operating | Franklin
57280 | Eagle Creek RE LLC | International Paper Livermore Hydro | Industrial Non-CHP | ME | 1.1 | 1.1 | 1.1 | Conventional Hydroelectric | WAT | HY | 1 | 1910 |  |  | (OP) Operating | Androscoggin
57280 | Eagle Creek RE LLC | International Paper Livermore Hydro | Industrial Non-CHP | ME | 1.1 | 1.1 | 1.1 | Conventional Hydroelectric | WAT | HY | 1 | 1910 |  |  | (OP) Operating | Androscoggin
57280 | Eagle Creek RE LLC | International Paper Livermore Hydro | Industrial Non-CHP | ME | 1.1 | 1.1 | 1.1 | Conventional Hydroelectric | WAT | HY | 1 | 1910 |  |  | (OP) Operating | Androscoggin
57280 | Eagle Creek RE LLC | International Paper Livermore Hydro | Industrial Non-CHP | ME | 1.2 | 1.2 | 1.2 | Conventional Hydroelectric | WAT | HY | 1 | 1910 |  |  | (OP) Operating | Androscoggin
57280 | Eagle Creek RE LLC | International Paper Livermore Hydro | Industrial Non-CHP | ME | 1.1 | 1.1 | 1.1 | Conventional Hydroelectric | WAT | HY | 1 | 1910 |  |  | (OP) Operating | Androscoggin
57280 | Eagle Creek RE LLC | International Paper Livermore Hydro | Industrial Non-CHP | ME | 0.7 | 0.7 | 0.7 | Conventional Hydroelectric | WAT | HY | 1 | 1910 |  |  | (OP) Operating | Androscoggin
57280 | Eagle Creek RE LLC | International Paper Livermore Hydro | Industrial Non-CHP | ME | 0.9 | 0.9 | 0.9 | Conventional Hydroelectric | WAT | HY | 1 | 1910 |  |  | (OP) Operating | Androscoggin
57280 | Eagle Creek RE LLC | International Paper Livermore Hydro | Industrial Non-CHP | ME | 1 | 1 | 0.9 | Conventional Hydroelectric | WAT | HY | 9 | 2004 |  |  | (OP) Operating | Androscoggin
15824 | Ecomaine | Regional Waste Systems | IPP Non-CHP | ME | 13.3 | 11.5 | 11.5 | Municipal Solid Waste | MSW | ST | 6 | 1988 |  |  | (OP) Operating | Cumberland
9303 | Bucksport Generation LLC | Bucksport Generation LLC | IPP CHP | ME | 72 | 72 | 72 | Natural Gas Steam Turbine | NG | ST | 7 | 1988 |  |  | (OP) Operating | Hancock
9303 | Bucksport Generation LLC | Bucksport Generation LLC | IPP CHP | ME | 186.8 | 156.8 | 183.1 | Natural Gas Fired Combustion Turbine | NG | GT | 1 | 2001 |  |  | (OP) Operating | Hancock
57280 | Eagle Creek RE LLC | Worumbo Hydro Station | IPP Non-CHP | ME | 9.7 | 4.6 | 9.3 | Conventional Hydroelectric | WAT | HY | 2 | 1989 |  |  | (OP) Operating | Androscoggin
57280 | Eagle Creek RE LLC | Worumbo Hydro Station | IPP Non-CHP | ME | 9.7 | 4.6 | 9.3 | Conventional Hydroelectric | WAT | HY | 3 | 1989 |  |  | (OP) Operating | Androscoggin
16190 | Sappi Fine Paper North America-Somerset | Somerset Plant | Industrial CHP | ME | 45.9 | 48.8 | 48.8 | Wood/Wood Waste Biomass | BLQ | ST | 1 | 1976 |  |  | (OP) Operating | Somerset
16190 | Sappi Fine Paper North America-Somerset | Somerset Plant | Industrial CHP | ME | 61.2 | 51 | 51 | Wood/Wood Waste Biomass | BLQ | ST | 10 | 1990 |  |  | (OP) Operating | Somerset
16721 | S D Warren Co.- Westbrook | S D Warren Westbrook | Industrial CHP | ME | 0.6 | 0.6 | 0.6 | Conventional Hydroelectric | WAT | HY | 1 | 1903 |  |  | (OP) Operating | Cumberland
16721 | S D Warren Co.- Westbrook | S D Warren Westbrook | Industrial CHP | ME | 0.6 | 0.6 | 0.6 | Conventional Hydroelectric | WAT | HY | 1 | 1903 |  |  | (OP) Operating | Cumberland
16721 | S D Warren Co.- Westbrook | S D Warren Westbrook | Industrial CHP | ME | 0.6 | 0.6 | 0.6 | Conventional Hydroelectric | WAT | HY | 1 | 1903 |  |  | (OP) Operating | Cumberland
16721 | S D Warren Co.- Westbrook | S D Warren Westbrook | Industrial CHP | ME | 0.8 | 0.8 | 0.8 | Conventional Hydroelectric | WAT | HY | 1 | 1913 |  |  | (OP) Operating | Cumberland
16721 | S D Warren Co.- Westbrook | S D Warren Westbrook | Industrial CHP | ME | 0.8 | 0.8 | 0.8 | Conventional Hydroelectric | WAT | HY | 1 | 1913 |  |  | (OP) Operating | Cumberland
16721 | S D Warren Co.- Westbrook | S D Warren Westbrook | Industrial CHP | ME | 0.8 | 0.8 | 0.8 | Conventional Hydroelectric | WAT | HY | 1 | 1913 |  |  | (OP) Operating | Cumberland
16721 | S D Warren Co.- Westbrook | S D Warren Westbrook | Industrial CHP | ME | 0.6 | 0.6 | 0.6 | Conventional Hydroelectric | WAT | HY | 1 | 1940 |  |  | (OP) Operating | Cumberland
16721 | S D Warren Co.- Westbrook | S D Warren Westbrook | Industrial CHP | ME | 47.5 | 40.5 | 47.5 | Wood/Wood Waste Biomass | WDS | ST | 1 | 1982 |  |  | (OP) Operating | Cumberland
16721 | S D Warren Co.- Westbrook | S D Warren Westbrook | Industrial CHP | ME | 15 | 15.8 | 15.8 | Wood/Wood Waste Biomass | WDS | ST | 10 | 1985 |  |  | (OP) Operating | Cumberland
16721 | S D Warren Co.- Westbrook | S D Warren Westbrook | Industrial CHP | ME | 0.6 | 0.6 | 0.6 | Conventional Hydroelectric | WAT | HY | 1 | 1940 |  |  | (OP) Operating | Cumberland
16721 | S D Warren Co.- Westbrook | S D Warren Westbrook | Industrial CHP | ME | 0.2 | 0.2 | 0.2 | Conventional Hydroelectric | WAT | HY | 1 | 1940 |  |  | (OP) Operating | Cumberland
16721 | S D Warren Co.- Westbrook | S D Warren Westbrook | Industrial CHP | ME | 0.2 | 0.2 | 0.2 | Conventional Hydroelectric | WAT | HY | 1 | 1940 |  |  | (OP) Operating | Cumberland
16721 | S D Warren Co.- Westbrook | S D Warren Westbrook | Industrial CHP | ME | 0.2 | 0.2 | 0.2 | Conventional Hydroelectric | WAT | HY | 1 | 1940 |  |  | (OP) Operating | Cumberland
16721 | S D Warren Co.- Westbrook | S D Warren Westbrook | Industrial CHP | ME | 0.2 | 0.2 | 0.2 | Conventional Hydroelectric | WAT | HY | 1 | 1940 |  |  | (OP) Operating | Cumberland
16721 | S D Warren Co.- Westbrook | S D Warren Westbrook | Industrial CHP | ME | 0.5 | 0.5 | 0.5 | Conventional Hydroelectric | WAT | HY | 1 | 1940 |  |  | (OP) Operating | Cumberland
16721 | S D Warren Co.- Westbrook | S D Warren Westbrook | Industrial CHP | ME | 0.5 | 0.5 | 0.5 | Conventional Hydroelectric | WAT | HY | 1 | 1940 |  |  | (OP) Operating | Cumberland
16721 | S D Warren Co.- Westbrook | S D Warren Westbrook | Industrial CHP | ME | 0.4 | 0.4 | 0.4 | Conventional Hydroelectric | WAT | HY | 1 | 1987 | 5 | 2020 | (OP) Operating | Cumberland
16721 | S D Warren Co.- Westbrook | S D Warren Westbrook | Industrial CHP | ME | 0.4 | 0.4 | 0.4 | Conventional Hydroelectric | WAT | HY | 1 | 1987 | 5 | 2020 | (OP) Operating | Cumberland
16721 | S D Warren Co.- Westbrook | S D Warren Westbrook | Industrial CHP | ME | 0.4 | 0.4 | 0.4 | Conventional Hydroelectric | WAT | HY | 1 | 1987 | 5 | 2020 | (OP) Operating | Cumberland
1950 | ReEnergy Stratton LLC | ReEnergy Stratton LLC | IPP Non-CHP | ME | 45.7 | 45.2 | 46.1 | Wood/Wood Waste Biomass | WDS | ST | 11 | 1989 |  |  | (OP) Operating | Franklin
56838 | KEI (Maine) Power Management (III) LLC | Gardiner | IPP Non-CHP | ME | 1 | 1 | 1 | Conventional Hydroelectric | WAT | HY | 7 | 1985 |  |  | (OP) Operating | Kennebec
56837 | KEI (Maine) Power Management (II) LLC | Pumpkin Hill | IPP Non-CHP | ME | 1 | 1 | 1 | Conventional Hydroelectric | WAT | HY | 3 | 1987 |  |  | (OP) Operating | Penobscot
4211 | Consolidated Hydro NH, Inc | Salmon Falls | IPP Non-CHP | ME | 0.4 | 0.4 | 0.4 | Conventional Hydroelectric | WAT | HY | 7 | 1986 |  |  | (OP) Operating | York
4211 | Consolidated Hydro NH, Inc | Salmon Falls | IPP Non-CHP | ME | 0.4 | 0.4 | 0.4 | Conventional Hydroelectric | WAT | HY | 7 | 1986 |  |  | (OP) Operating | York
4211 | Consolidated Hydro NH, Inc | Salmon Falls | IPP Non-CHP | ME | 0.4 | 0.4 | 0.4 | Conventional Hydroelectric | WAT | HY | 7 | 1986 |  |  | (OP) Operating | York
19013 | Topsham Hydro Partners | Pejepscot Hydroelectric Project | IPP Non-CHP | ME | 12.3 | 11.7 | 11.3 | Conventional Hydroelectric | WAT | HY | 11 | 1987 |  |  | (OP) Operating | Sagadahoc
19013 | Topsham Hydro Partners | Pejepscot Hydroelectric Project | IPP Non-CHP | ME | 0.4 | 0.4 | 0.4 | Conventional Hydroelectric | WAT | HY | 11 | 1987 |  |  | (OP) Operating | Sagadahoc
19013 | Topsham Hydro Partners | Pejepscot Hydroelectric Project | IPP Non-CHP | ME | 0.3 | 0.3 | 0.3 | Conventional Hydroelectric | WAT | HY | 11 | 1987 |  |  | (OP) Operating | Sagadahoc
19013 | Topsham Hydro Partners | Pejepscot Hydroelectric Project | IPP Non-CHP | ME | 0.5 | 0.5 | 0.5 | Conventional Hydroelectric | WAT | HY | 11 | 1987 |  |  | (OP) Operating | Sagadahoc
39006 | Brookfield White Pine Hydro LLC | Aziscohos Hydroelectric Project | IPP Non-CHP | ME | 6.7 | 6.8 | 6.8 | Conventional Hydroelectric | WAT | HY | 6 | 1988 |  |  | (OP) Operating | Oxford
56838 | KEI (Maine) Power Management (III) LLC | Upper Barker | IPP Non-CHP | ME | 1 | 1 | 1 | Conventional Hydroelectric | WAT | HY | 5 | 1987 |  |  | (OP) Operating | Androscoggin
55738 | Verso Paper Androscoggin LLC | Androscoggin Mill | Industrial CHP | ME | 25 | 25 | 25 | Wood/Wood Waste Biomass | BLQ | ST | 1 | 1964 |  |  | (OP) Operating | Franklin
55738 | Verso Paper Androscoggin LLC | Androscoggin Mill | Industrial CHP | ME | 25 | 25 | 25 | Wood/Wood Waste Biomass | BLQ | ST | 1 | 1966 |  |  | (OP) Operating | Franklin
55738 | Verso Paper Androscoggin LLC | Androscoggin Mill | Industrial CHP | ME | 30 | 30 | 30 | Wood/Wood Waste Biomass | BLQ | ST | 1 | 1974 |  |  | (OP) Operating | Franklin
56839 | KEI (Maine) Power Management (IV) LLC | Mechanic Falls | IPP Non-CHP | ME | 1 | 1 | 1 | Conventional Hydroelectric | WAT | HY | 4 | 1986 |  |  | (OP) Operating | Androscoggin
56839 | KEI (Maine) Power Management (IV) LLC | Mechanic Falls | IPP Non-CHP | ME | 0.4 | 0.4 | 0.4 | Conventional Hydroelectric | WAT | HY | 4 | 1986 |  |  | (OP) Operating | Androscoggin
56837 | KEI (Maine) Power Management (II) LLC | Pittsfield Hydro | IPP Non-CHP | ME | 0.4 | 0.4 | 0.4 | Conventional Hydroelectric | WAT | HY | 7 | 1986 |  |  | (OP) Operating | Somerset
56837 | KEI (Maine) Power Management (II) LLC | Pittsfield Hydro | IPP Non-CHP | ME | 0.3 | 0.3 | 0.3 | Conventional Hydroelectric | WAT | HY | 7 | 1986 |  |  | (OP) Operating | Somerset
56837 | KEI (Maine) Power Management (II) LLC | Pittsfield Hydro | IPP Non-CHP | ME | 0.4 | 0.4 | 0.4 | Conventional Hydroelectric | WAT | HY | 7 | 1986 |  |  | (OP) Operating | Somerset
7595 | Great Lakes Hydro America LLC | Great Lakes Hydro America - ME | IPP Non-CHP | ME | 1.3 | 1.3 | 1.3 | Conventional Hydroelectric | WAT | HY | 7 | 1925 |  |  | (OP) Operating | Penobscot
7595 | Great Lakes Hydro America LLC | Great Lakes Hydro America - ME | IPP Non-CHP | ME | 5.3 | 5 | 4.9 | Conventional Hydroelectric | WAT | HY | 7 | 1988 |  |  | (OP) Operating | Penobscot
7595 | Great Lakes Hydro America LLC | Great Lakes Hydro America - ME | IPP Non-CHP | ME | 4.1 | 3.9 | 3.8 | Conventional Hydroelectric | WAT | HY | 7 | 1975 |  |  | (OP) Operating | Penobscot
7595 | Great Lakes Hydro America LLC | Great Lakes Hydro America - ME | IPP Non-CHP | ME | 4.1 | 3.9 | 3.8 | Conventional Hydroelectric | WAT | HY | 7 | 1975 |  |  | (OP) Operating | Penobscot
7595 | Great Lakes Hydro America LLC | Great Lakes Hydro America - ME | IPP Non-CHP | ME | 3 | 2.9 | 2.8 | Conventional Hydroelectric | WAT | HY | 7 | 1930 |  |  | (OP) Operating | Penobscot
7595 | Great Lakes Hydro America LLC | Great Lakes Hydro America - ME | IPP Non-CHP | ME | 1.6 | 1.5 | 1.5 | Conventional Hydroelectric | WAT | HY | 7 | 1948 |  |  | (OP) Operating | Penobscot
7595 | Great Lakes Hydro America LLC | Great Lakes Hydro America - ME | IPP Non-CHP | ME | 1.6 | 1.5 | 1.5 | Conventional Hydroelectric | WAT | HY | 7 | 1948 |  |  | (OP) Operating | Penobscot
7595 | Great Lakes Hydro America LLC | Great Lakes Hydro America - ME | IPP Non-CHP | ME | 1.6 | 1.5 | 1.5 | Conventional Hydroelectric | WAT | HY | 7 | 1948 |  |  | (OP) Operating | Penobscot
7595 | Great Lakes Hydro America LLC | Great Lakes Hydro America - ME | IPP Non-CHP | ME | 1.6 | 1.5 | 1.5 | Conventional Hydroelectric | WAT | HY | 7 | 1948 |  |  | (OP) Operating | Penobscot
7595 | Great Lakes Hydro America LLC | Great Lakes Hydro America - ME | IPP Non-CHP | ME | 1.6 | 1.5 | 1.5 | Conventional Hydroelectric | WAT | HY | 7 | 1948 |  |  | (OP) Operating | Penobscot
7595 | Great Lakes Hydro America LLC | Great Lakes Hydro America - ME | IPP Non-CHP | ME | 1.6 | 1.5 | 1.5 | Conventional Hydroelectric | WAT | HY | 7 | 1948 |  |  | (OP) Operating | Penobscot
7595 | Great Lakes Hydro America LLC | Great Lakes Hydro America - ME | IPP Non-CHP | ME | 12.2 | 11.6 | 11.2 | Conventional Hydroelectric | WAT | HY | 7 | 1953 |  |  | (OP) Operating | Penobscot
7595 | Great Lakes Hydro America LLC | Great Lakes Hydro America - ME | IPP Non-CHP | ME | 12.2 | 11.6 | 11.2 | Conventional Hydroelectric | WAT | HY | 7 | 1953 |  |  | (OP) Operating | Penobscot
7595 | Great Lakes Hydro America LLC | Great Lakes Hydro America - ME | IPP Non-CHP | ME | 13.2 | 12.5 | 12.1 | Conventional Hydroelectric | WAT | HY | 7 | 1967 |  |  | (OP) Operating | Penobscot
7595 | Great Lakes Hydro America LLC | Great Lakes Hydro America - ME | IPP Non-CHP | ME | 5.5 | 5.3 | 5.8 | Conventional Hydroelectric | WAT | HY | 7 | 1917 |  |  | (OP) Operating | Penobscot
7595 | Great Lakes Hydro America LLC | Great Lakes Hydro America - ME | IPP Non-CHP | ME | 5.5 | 5.3 | 5.8 | Conventional Hydroelectric | WAT | HY | 7 | 1917 |  |  | (OP) Operating | Penobscot
7595 | Great Lakes Hydro America LLC | Great Lakes Hydro America - ME | IPP Non-CHP | ME | 5.1 | 4.9 | 4.7 | Conventional Hydroelectric | WAT | HY | 7 | 1917 |  |  | (OP) Operating | Penobscot
7595 | Great Lakes Hydro America LLC | Great Lakes Hydro America - ME | IPP Non-CHP | ME | 5.1 | 4.9 | 4.7 | Conventional Hydroelectric | WAT | HY | 7 | 1921 |  |  | (OP) Operating | Penobscot
7595 | Great Lakes Hydro America LLC | Great Lakes Hydro America - ME | IPP Non-CHP | ME | 5.1 | 4.9 | 4.7 | Conventional Hydroelectric | WAT | HY | 7 | 1921 |  |  | (OP) Operating | Penobscot
7595 | Great Lakes Hydro America LLC | Great Lakes Hydro America - ME | IPP Non-CHP | ME | 4 | 3.8 | 3.7 | Conventional Hydroelectric | WAT | HY | 7 | 1921 |  |  | (OP) Operating | Penobscot
7595 | Great Lakes Hydro America LLC | Great Lakes Hydro America - ME | IPP Non-CHP | ME | 5.4 | 5.1 | 5 | Conventional Hydroelectric | WAT | HY | 7 | 1987 |  |  | (OP) Operating | Penobscot
7595 | Great Lakes Hydro America LLC | Great Lakes Hydro America - ME | IPP Non-CHP | ME | 5.4 | 5.1 | 5 | Conventional Hydroelectric | WAT | HY | 7 | 1987 |  |  | (OP) Operating | Penobscot
7595 | Great Lakes Hydro America LLC | Great Lakes Hydro America - ME | IPP Non-CHP | ME | 3.2 | 3 | 2.9 | Conventional Hydroelectric | WAT | HY | 7 | 1986 |  |  | (OP) Operating | Penobscot
7595 | Great Lakes Hydro America LLC | Great Lakes Hydro America - ME | IPP Non-CHP | ME | 3.2 | 3 | 2.9 | Conventional Hydroelectric | WAT | HY | 7 | 1986 |  |  | (OP) Operating | Penobscot
7595 | Great Lakes Hydro America LLC | Great Lakes Hydro America - ME | IPP Non-CHP | ME | 3.2 | 3 | 2.9 | Conventional Hydroelectric | WAT | HY | 7 | 1986 |  |  | (OP) Operating | Penobscot
7595 | Great Lakes Hydro America LLC | Great Lakes Hydro America - ME | IPP Non-CHP | ME | 4.8 | 4.6 | 4.4 | Conventional Hydroelectric | WAT | HY | 7 | 1940 |  |  | (OP) Operating | Penobscot
7595 | Great Lakes Hydro America LLC | Great Lakes Hydro America - ME | IPP Non-CHP | ME | 4.8 | 4.6 | 4.4 | Conventional Hydroelectric | WAT | HY | 7 | 1940 |  |  | (OP) Operating | Penobscot
7595 | Great Lakes Hydro America LLC | Great Lakes Hydro America - ME | IPP Non-CHP | ME | 4.8 | 4.6 | 4.4 | Conventional Hydroelectric | WAT | HY | 7 | 1940 |  |  | (OP) Operating | Penobscot
7595 | Great Lakes Hydro America LLC | Great Lakes Hydro America - ME | IPP Non-CHP | ME | 4.8 | 4.6 | 4.4 | Conventional Hydroelectric | WAT | HY | 7 | 1940 |  |  | (OP) Operating | Penobscot
56597 | Hydro Kennebec LLC | Hydro Kennebec Project | IPP Non-CHP | ME | 7.7 | 7.7 | 7.7 | Conventional Hydroelectric | WAT | HY | 1 | 1989 |  |  | (OP) Operating | Kennebec
56597 | Hydro Kennebec LLC | Hydro Kennebec Project | IPP Non-CHP | ME | 7.7 | 7.7 | 7.7 | Conventional Hydroelectric | WAT | HY | 1 | 1989 |  |  | (OP) Operating | Kennebec
55738 | Verso Paper Androscoggin LLC | Androscoggin Energy Center | Industrial CHP | ME | 54.5 | 47.2 | 58.4 | Natural Gas Fired Combustion Turbine | NG | GT | 10 | 1999 |  |  | (OP) Operating | Franklin
55738 | Verso Paper Androscoggin LLC | Androscoggin Energy Center | Industrial CHP | ME | 54.5 | 45.2 | 56.3 | Natural Gas Fired Combustion Turbine | NG | GT | 11 | 1999 |  |  | (OP) Operating | Franklin
55738 | Verso Paper Androscoggin LLC | Androscoggin Energy Center | Industrial CHP | ME | 54.5 | 44.1 | 55.3 | Natural Gas Fired Combustion Turbine | NG | GT | 7 | 2000 |  |  | (OP) Operating | Franklin
4966 | Casco Bay Energy Co LLC | Maine Independence Station | IPP Non-CHP | ME | 177.8 | 155.7 | 173.5 | Natural Gas Fired Combined Cycle | NG | CT | 5 | 2000 |  |  | (OP) Operating | Penobscot
4966 | Casco Bay Energy Co LLC | Maine Independence Station | IPP Non-CHP | ME | 177.8 | 156.7 | 175.1 | Natural Gas Fired Combined Cycle | NG | CT | 5 | 2000 |  |  | (OP) Operating | Penobscot
4966 | Casco Bay Energy Co LLC | Maine Independence Station | IPP Non-CHP | ME | 194.6 | 177.6 | 191.4 | Natural Gas Fired Combined Cycle | NG | CA | 5 | 2000 |  |  | (OP) Operating | Penobscot
54821 | Rumford Power | Rumford Power, Inc | IPP Non-CHP | ME | 179.4 | 164 | 168 | Natural Gas Fired Combined Cycle | NG | CT | 7 | 2000 |  |  | (OP) Operating | Oxford
54821 | Rumford Power | Rumford Power, Inc | IPP Non-CHP | ME | 95.1 | 90 | 88 | Natural Gas Fired Combined Cycle | NG | CA | 7 | 2000 |  |  | (OP) Operating | Oxford
59178 | Brookfield Black Bear Hydro, LLC | Medway Hydro | IPP Non-CHP | ME | 0.8 | 0.7 | 0.7 | Conventional Hydroelectric | WAT | HY | 1 | 1923 |  |  | (OP) Operating | Penobscot
59178 | Brookfield Black Bear Hydro, LLC | Medway Hydro | IPP Non-CHP | ME | 0.8 | 0.7 | 0.7 | Conventional Hydroelectric | WAT | HY | 1 | 1923 |  |  | (OP) Operating | Penobscot
59178 | Brookfield Black Bear Hydro, LLC | Medway Hydro | IPP Non-CHP | ME | 0.8 | 0.7 | 0.7 | Conventional Hydroelectric | WAT | HY | 1 | 1923 |  |  | (OP) Operating | Penobscot
59178 | Brookfield Black Bear Hydro, LLC | Medway Hydro | IPP Non-CHP | ME | 0.8 | 0.9 | 0.9 | Conventional Hydroelectric | WAT | HY | 1 | 1925 |  |  | (OP) Operating | Penobscot
59178 | Brookfield Black Bear Hydro, LLC | Medway Hydro | IPP Non-CHP | ME | 0.8 | 0.9 | 0.9 | Conventional Hydroelectric | WAT | HY | 1 | 1925 |  |  | (OP) Operating | Penobscot
2891 | Westbrook Energy Center | Westbrook Energy Center Power Plant | IPP Non-CHP | ME | 184.2 | 160.5 | 181.5 | Natural Gas Fired Combined Cycle | NG | CT | 5 | 2001 |  |  | (OP) Operating | Cumberland
2891 | Westbrook Energy Center | Westbrook Energy Center Power Plant | IPP Non-CHP | ME | 184.2 | 160.5 | 181.5 | Natural Gas Fired Combined Cycle | NG | CT | 5 | 2001 |  |  | (OP) Operating | Cumberland
2891 | Westbrook Energy Center | Westbrook Energy Center Power Plant | IPP Non-CHP | ME | 195.5 | 185 | 190.5 | Natural Gas Fired Combined Cycle | NG | CA | 5 | 2001 |  |  | (OP) Operating | Cumberland
59155 | First Wind O&M, LLC | Mars Hill Wind Farm Project | IPP Non-CHP | ME | 42 | 42 | 42 | Onshore Wind Turbine | WND | WT | 3 | 2007 |  |  | (OP) Operating | Aroostook
61191 | Helix Maine Wind Development, LLC | Kibby Wind Facility | IPP Non-CHP | ME | 66 | 66 | 66 | Onshore Wind Turbine | WND | WT | 10 | 2009 |  |  | (OP) Operating | Franklin
61191 | Helix Maine Wind Development, LLC | Kibby Wind Facility | IPP Non-CHP | ME | 66 | 66 | 66 | Onshore Wind Turbine | WND | WT | 10 | 2010 |  |  | (OP) Operating | Franklin
59155 | First Wind O&M, LLC | Stetson Wind I | IPP Non-CHP | ME | 57 | 57 | 57 | Onshore Wind Turbine | WND | WT | 1 | 2009 |  |  | (OP) Operating | Washington
59155 | First Wind O&M, LLC | Rollins Wind Project | IPP Non-CHP | ME | 60 | 60 | 60 | Onshore Wind Turbine | WND | WT | 7 | 2011 |  |  | (OP) Operating | Penobscot
59155 | First Wind O&M, LLC | Stetson Wind II | IPP Non-CHP | ME | 25.5 | 25.5 | 25.5 | Onshore Wind Turbine | WND | WT | 3 | 2010 |  |  | (OP) Operating | Washington
60453 | Novatus Energy | Oakfield Wind Project | IPP Non-CHP | ME | 148 | 148 | 148 | Onshore Wind Turbine | WND | WT | 10 | 2015 |  |  | (OP) Operating | Aroostook
54842 | WM Renewable Energy LLC | Waste Management Crossroads LFGTE | IPP Non-CHP | ME | 1.6 | 1.6 | 1.6 | Landfill Gas | LFG | IC | 3 | 2009 |  |  | (OP) Operating | Somerset
54842 | WM Renewable Energy LLC | Waste Management Crossroads LFGTE | IPP Non-CHP | ME | 1.6 | 1.6 | 1.6 | Landfill Gas | LFG | IC | 3 | 2009 |  |  | (OP) Operating | Somerset
59155 | First Wind O&M, LLC | Bull Hill Wind Project | IPP Non-CHP | ME | 34.5 | 34.5 | 34.5 | Onshore Wind Turbine | WND | WT | 10 | 2012 |  |  | (OP) Operating | Hancock
56439 | Beaver Ridge Wind LLC | Beaver Ridge Wind | IPP Non-CHP | ME | 4.5 | 4.5 | 4.5 | Onshore Wind Turbine | WND | WT | 11 | 2008 |  |  | (OP) Operating | Waldo
59178 | Brookfield Black Bear Hydro, LLC | Orono Hydro Station | IPP Non-CHP | ME | 0.5 | 0.5 | 0.5 | Conventional Hydroelectric | WAT | HY | 3 | 2009 |  |  | (OP) Operating | Penobscot
59178 | Brookfield Black Bear Hydro, LLC | Orono Hydro Station | IPP Non-CHP | ME | 0.6 | 0.6 | 0.6 | Conventional Hydroelectric | WAT | HY | 3 | 2009 |  |  | (OP) Operating | Penobscot
59178 | Brookfield Black Bear Hydro, LLC | Orono Hydro Station | IPP Non-CHP | ME | 0.8 | 0.8 | 0.8 | Conventional Hydroelectric | WAT | HY | 1 | 2009 |  |  | (OP) Operating | Penobscot
59178 | Brookfield Black Bear Hydro, LLC | Orono Hydro Station | IPP Non-CHP | ME | 0.8 | 0.8 | 0.8 | Conventional Hydroelectric | WAT | HY | 1 | 2009 |  |  | (OP) Operating | Penobscot
56693 | Fox Island Wind LLC | Fox Island Wind LLC | IPP Non-CHP | ME | 4.5 | 4.5 | 4.5 | Onshore Wind Turbine | WND | WT | 11 | 2009 |  |  | (OP) Operating | Knox
60453 | Novatus Energy | Bingham Wind | IPP Non-CHP | ME | 186 | 186 | 186 | Onshore Wind Turbine | WND | WT | 12 | 2016 |  |  | (OP) Operating | Piscataquis
56909 | Record Hill Wind LLC | Record Hill Wind | IPP Non-CHP | ME | 50.6 | 50.6 | 50.6 | Onshore Wind Turbine | WND | WT | 1 | 2012 |  |  | (OP) Operating | Oxford
57402 | Spruce Mountain Wind LLC | Spruce Mountain WInd | IPP Non-CHP | ME | 20 | 20 | 20 | Onshore Wind Turbine | WND | WT | 12 | 2011 |  |  | (OP) Operating | Oxford
58103 | Twin Rivers Paper Co LLC | Twin Rivers Paper Co LLC | Industrial CHP | ME | 22 | 22 | 22 | All Other | PUR | ST | 5 | 1987 |  |  | (OP) Operating | Aroostook
58122 | Eastern Maine Medical Center | Eastern Maine Medical Center | Commercial CHP | ME | 3.8 | 3.8 | 5 | Natural Gas Fired Combustion Turbine | NG | GT | 10 | 2006 |  |  | (OP) Operating | Penobscot
58565 | Saddleback Ridge Wind, LLC | Saddleback Ridge Wind Farm | IPP Non-CHP | ME | 8.5 | 8.5 | 8.5 | Onshore Wind Turbine | WND | WT | 12 | 2014 |  |  | (OP) Operating | Franklin
58565 | Saddleback Ridge Wind, LLC | Saddleback Ridge Wind Farm | IPP Non-CHP | ME | 25.7 | 25.7 | 25.7 | Onshore Wind Turbine | WND | WT | 9 | 2015 |  |  | (OP) Operating | Franklin
58574 | Canton Mountain Wind LLC | Canton Mountain Wind | IPP Non-CHP | ME | 22.8 | 22.8 | 22.8 | Onshore Wind Turbine | WND | WT | 11 | 2017 |  |  | (OP) Operating | Oxford
60453 | Novatus Energy | Hancock Wind Plant | IPP Non-CHP | ME | 51 | 51 | 51 | Onshore Wind Turbine | WND | WT | 12 | 2016 |  |  | (OP) Operating | Hancock
58845 | Pine Tree Landfill | Pine Tree Landfill Gas to Energy | IPP Non-CHP | ME | 1.1 | 0.9 | 0.9 | Landfill Gas | LFG | IC | 1 | 2008 |  |  | (OP) Operating | Penobscot
58845 | Pine Tree Landfill | Pine Tree Landfill Gas to Energy | IPP Non-CHP | ME | 1.1 | 0.9 | 0.9 | Landfill Gas | LFG | IC | 1 | 2008 |  |  | (OP) Operating | Penobscot
58845 | Pine Tree Landfill | Pine Tree Landfill Gas to Energy | IPP Non-CHP | ME | 1.1 | 0.9 | 0.9 | Landfill Gas | LFG | IC | 1 | 2008 |  |  | (OP) Operating | Penobscot
17650 | Southern Power Co | Passadumkeag Windpark LLC | IPP Non-CHP | ME | 39.9 | 39.9 | 39.9 | Onshore Wind Turbine | WND | WT | 7 | 2016 |  |  | (OP) Operating | Penobscot
59178 | Brookfield Black Bear Hydro, LLC | Stillwater B | IPP Non-CHP | ME | 0.8 | 0.8 | 0.8 | Conventional Hydroelectric | WAT | HY | 9 | 2013 |  |  | (OP) Operating | Penobscot
59178 | Brookfield Black Bear Hydro, LLC | Stillwater B | IPP Non-CHP | ME | 0.8 | 0.8 | 0.8 | Conventional Hydroelectric | WAT | HY | 9 | 2013 |  |  | (OP) Operating | Penobscot
59178 | Brookfield Black Bear Hydro, LLC | Stillwater B | IPP Non-CHP | ME | 0.8 | 0.8 | 0.8 | Conventional Hydroelectric | WAT | HY | 9 | 2013 |  |  | (OP) Operating | Penobscot
59178 | Brookfield Black Bear Hydro, LLC | Orono B | IPP Non-CHP | ME | 1.3 | 1.3 | 1.3 | Conventional Hydroelectric | WAT | HY | 11 | 2013 |  |  | (OP) Operating | Penobscot
59178 | Brookfield Black Bear Hydro, LLC | Orono B | IPP Non-CHP | ME | 1.3 | 1.3 | 1.3 | Conventional Hydroelectric | WAT | HY | 11 | 2013 |  |  | (OP) Operating | Penobscot
59178 | Brookfield Black Bear Hydro, LLC | Orono B | IPP Non-CHP | ME | 1.3 | 1.3 | 1.3 | Conventional Hydroelectric | WAT | HY | 11 | 2013 |  |  | (OP) Operating | Penobscot
60207 | Pisgah Mountain, LLC | Pisgah Mountain Wind | IPP Non-CHP | ME | 9.1 | 9.1 | 9.1 | Onshore Wind Turbine | WND | WT | 12 | 2016 |  |  | (OP) Operating | Penobscot
60242 | Athens Energy, LLC | Athens Energy | IPP Non-CHP | ME | 8.5 | 7.1 | 7.1 | Wood/Wood Waste Biomass | WDS | OT | 10 | 2016 |  |  | (OP) Operating | Somerset
60363 | NRG Solar Mule, LLC | NRG Solar Mule, LLC | IPP Non-CHP | ME | 1.5 | 1.5 | 1.5 | Solar Photovoltaic | SUN | PV | 9 | 2017 |  |  | (OP) Operating | Kennebec
61077 | IGS ORIX Solar I, LLC | IOS - MEW Phase 1 | IPP Non-CHP | ME | 4.1 | 4.1 | 2.9 | Solar Photovoltaic | SUN | PV | 1 | 2017 |  |  | (OP) Operating | Somerset
60160 | Merlin One LLC | Caribou Generation Station | IPP Non-CHP | ME | 2.7 | 2.5 | 2.5 | Petroleum Liquids | DFO | IC | 8 | 1948 |  |  | (SB) Standby/Backup: available for service but not normally used | Aroostook
60160 | Merlin One LLC | Caribou Generation Station | IPP Non-CHP | ME | 2.7 | 2.5 | 2.5 | Petroleum Liquids | DFO | IC | 8 | 1948 |  |  | (SB) Standby/Backup: available for service but not normally used | Aroostook
60160 | Merlin One LLC | Caribou Generation Station | IPP Non-CHP | ME | 1 | 1 | 1 | Petroleum Liquids | DFO | IC | 8 | 1948 |  |  | (SB) Standby/Backup: available for service but not normally used | Aroostook
60160 | Merlin One LLC | Caribou Generation Station | IPP Non-CHP | ME | 1.2 | 1 | 1 | Petroleum Liquids | DFO | IC | 9 | 1951 |  |  | (SB) Standby/Backup: available for service but not normally used | Aroostook
14597 | Algonquin Northern Maine | Squa Pan Hydro Station | IPP Non-CHP | ME | 1.5 | 1.4 | 1.4 | Conventional Hydroelectric | WAT | HY | 12 | 1941 |  |  | (SB) Standby/Backup: available for service but not normally used | Aroostook
11451 | Madison Paper Industries Inc | Anson Abenaki Hydros | Industrial CHP | ME | 3 | 2 | 2.5 | Natural Gas Steam Turbine | NG | ST | 8 | 1994 |  |  | (SB) Standby/Backup: available for service but not normally used | Somerset
60999 | Catalyst Paper Operations, Inc | Mead Rumford Cogen | Industrial CHP | ME | 12.5 | 12.5 | 12.5 | Natural Gas Steam Turbine | NG | ST | 10 | 1954 |  |  | (SB) Standby/Backup: available for service but not normally used | Oxford
50083 | Brookfield Power New England | Rumford Falls Hydro Facility | IPP Non-CHP | ME | 4.3 | 4.3 | 4.3 | Conventional Hydroelectric | WAT | HY | 1 | 1950 |  |  | (SB) Standby/Backup: available for service but not normally used | Oxford
5232 | Woodland Pulp LLC | Domtar - Woodland Mill | Industrial CHP | ME | 1.2 | 1.1 | 1.1 | Conventional Hydroelectric | WAT | HY | 6 | 1970 |  |  | (SB) Standby/Backup: available for service but not normally used | Washington
5232 | Woodland Pulp LLC | Domtar - Woodland Mill | Industrial CHP | ME | 3 | 2.9 | 2.8 | Conventional Hydroelectric | WAT | HY | 6 | 1912 |  |  | (SB) Standby/Backup: available for service but not normally used | Washington
5232 | Woodland Pulp LLC | Domtar - Woodland Mill | Industrial CHP | ME | 0.8 | 0.8 | 0.7 | Conventional Hydroelectric | WAT | HY | 6 | 1906 |  |  | (SB) Standby/Backup: available for service but not normally used | Washington
5232 | Woodland Pulp LLC | Domtar - Woodland Mill | Industrial CHP | ME | 0.8 | 0.8 | 0.7 | Conventional Hydroelectric | WAT | HY | 6 | 1906 |  |  | (SB) Standby/Backup: available for service but not normally used | Washington
5232 | Woodland Pulp LLC | Domtar - Woodland Mill | Industrial CHP | ME | 0.8 | 0.8 | 0.7 | Conventional Hydroelectric | WAT | HY | 6 | 1906 |  |  | (SB) Standby/Backup: available for service but not normally used | Washington
56402 | Covanta Maine LLC | Indeck Jonesboro Energy Center | IPP Non-CHP | ME | 27.5 | 20.2 | 20.2 | Wood/Wood Waste Biomass | WDS | ST | 12 | 1987 |  |  | (SB) Standby/Backup: available for service but not normally used | Washington
16191 | Robbins Lumber Inc | Robbins Lumber | Industrial CHP | ME | 2 | 1.8 | 1.8 | Petroleum Liquids | DFO | IC | 1 | 1987 |  |  | (SB) Standby/Backup: available for service but not normally used | Waldo
9303 | Bucksport Generation LLC | Bucksport Generation LLC | IPP CHP | ME | 24 | 24 | 24 | Natural Gas Steam Turbine | NG | ST | 11 | 2012 |  |  | (SB) Standby/Backup: available for service but not normally used | Hancock
61122 | Great River Hydro, LLC | Comerford | IPP Non-CHP | NH | 22 | 22.5 | 22.5 | Conventional Hydroelectric | WAT | HY | 9 | 1930 |  |  | (OP) Operating | Grafton
61122 | Great River Hydro, LLC | Comerford | IPP Non-CHP | NH | 48.6 | 47.8 | 48.5 | Conventional Hydroelectric | WAT | HY | 9 | 1930 |  |  | (OP) Operating | Grafton
61122 | Great River Hydro, LLC | Comerford | IPP Non-CHP | NH | 48.6 | 47.8 | 48.5 | Conventional Hydroelectric | WAT | HY | 9 | 1930 |  |  | (OP) Operating | Grafton
61122 | Great River Hydro, LLC | Comerford | IPP Non-CHP | NH | 48.6 | 47.8 | 48.5 | Conventional Hydroelectric | WAT | HY | 9 | 1930 |  |  | (OP) Operating | Grafton
61122 | Great River Hydro, LLC | S C Moore | IPP Non-CHP | NH | 47.7 | 47.2 | 47.7 | Conventional Hydroelectric | WAT | HY | 1 | 1957 |  |  | (OP) Operating | Grafton
61122 | Great River Hydro, LLC | S C Moore | IPP Non-CHP | NH | 47.7 | 47.2 | 47.7 | Conventional Hydroelectric | WAT | HY | 1 | 1957 |  |  | (OP) Operating | Grafton
61122 | Great River Hydro, LLC | S C Moore | IPP Non-CHP | NH | 47.7 | 47.2 | 47.7 | Conventional Hydroelectric | WAT | HY | 1 | 1957 |  |  | (OP) Operating | Grafton
61122 | Great River Hydro, LLC | S C Moore | IPP Non-CHP | NH | 47.7 | 47.2 | 47.7 | Conventional Hydroelectric | WAT | HY | 1 | 1957 |  |  | (OP) Operating | Grafton
15472 | Public Service Co of NH | Amoskeag | Electric Utility | NH | 6 | 6.2 | 6.5 | Conventional Hydroelectric | WAT | HY | 8 | 1924 |  |  | (OP) Operating | Hillsborough
15472 | Public Service Co of NH | Amoskeag | Electric Utility | NH | 5 | 5.3 | 5.5 | Conventional Hydroelectric | WAT | HY | 8 | 1922 |  |  | (OP) Operating | Hillsborough
15472 | Public Service Co of NH | Amoskeag | Electric Utility | NH | 5 | 5.3 | 5.5 | Conventional Hydroelectric | WAT | HY | 8 | 1922 |  |  | (OP) Operating | Hillsborough
15472 | Public Service Co of NH | Ayers Island | Electric Utility | NH | 2.8 | 2.8 | 3 | Conventional Hydroelectric | WAT | HY | 8 | 1925 |  |  | (OP) Operating | Grafton
15472 | Public Service Co of NH | Ayers Island | Electric Utility | NH | 2.8 | 2.8 | 3 | Conventional Hydroelectric | WAT | HY | 8 | 1925 |  |  | (OP) Operating | Grafton
15472 | Public Service Co of NH | Ayers Island | Electric Utility | NH | 2.8 | 2.8 | 3 | Conventional Hydroelectric | WAT | HY | 8 | 1925 |  |  | (OP) Operating | Grafton
15472 | Public Service Co of NH | Eastman Falls | Electric Utility | NH | 1.8 | 1.8 | 1.8 | Conventional Hydroelectric | WAT | HY | 8 | 1937 |  |  | (OP) Operating | Merrimack
15472 | Public Service Co of NH | Eastman Falls | Electric Utility | NH | 4.6 | 3.8 | 4.7 | Conventional Hydroelectric | WAT | HY | 11 | 1983 |  |  | (OP) Operating | Merrimack
15472 | Public Service Co of NH | Garvins Falls | Electric Utility | NH | 3.4 | 3.4 | 3.4 | Conventional Hydroelectric | WAT | HY | 12 | 1981 |  |  | (OP) Operating | Merrimack
15472 | Public Service Co of NH | Garvins Falls | Electric Utility | NH | 3.4 | 3.3 | 3.4 | Conventional Hydroelectric | WAT | HY | 12 | 1981 |  |  | (OP) Operating | Merrimack
15472 | Public Service Co of NH | Garvins Falls | Electric Utility | NH | 2.4 | 2.4 | 2.4 | Conventional Hydroelectric | WAT | HY | 8 | 1925 |  |  | (OP) Operating | Merrimack
15472 | Public Service Co of NH | Garvins Falls | Electric Utility | NH | 3.2 | 3.2 | 3.2 | Conventional Hydroelectric | WAT | HY | 8 | 1925 |  |  | (OP) Operating | Merrimack
15472 | Public Service Co of NH | Gorham | Electric Utility | NH | 0.4 | 0.4 | 0.4 | Conventional Hydroelectric | WAT | HY | 8 | 1917 |  |  | (OP) Operating | Coos
15472 | Public Service Co of NH | Gorham | Electric Utility | NH | 0.4 | 0.4 | 0.4 | Conventional Hydroelectric | WAT | HY | 8 | 1917 |  |  | (OP) Operating | Coos
15472 | Public Service Co of NH | Gorham | Electric Utility | NH | 0.7 | 0.6 | 0.6 | Conventional Hydroelectric | WAT | HY | 8 | 1923 |  |  | (OP) Operating | Coos
15472 | Public Service Co of NH | Gorham | Electric Utility | NH | 0.7 | 0.6 | 0.6 | Conventional Hydroelectric | WAT | HY | 8 | 1923 |  |  | (OP) Operating | Coos
15472 | Public Service Co of NH | Hooksett | Electric Utility | NH | 1.6 | 1.6 | 1.6 | Conventional Hydroelectric | WAT | HY | 8 | 1927 |  |  | (OP) Operating | Merrimack
15472 | Public Service Co of NH | Jackman | Electric Utility | NH | 3.2 | 3.6 | 3.4 | Conventional Hydroelectric | WAT | HY | 2 | 1926 |  |  | (OP) Operating | Hillsborough
15472 | Public Service Co of NH | Lost Nation | Electric Utility | NH | 18 | 14 | 18.1 | Petroleum Liquids | DFO | GT | 9 | 1969 |  |  | (OP) Operating | Coos
15472 | Public Service Co of NH | Merrimack | Electric Utility | NH | 113.6 | 108 | 108 | Conventional Steam Coal | BIT | ST | 12 | 1960 |  |  | (OP) Operating | Merrimack
15472 | Public Service Co of NH | Merrimack | Electric Utility | NH | 345.6 | 330.5 | 330 | Conventional Steam Coal | BIT | ST | 5 | 1968 |  |  | (OP) Operating | Merrimack
15472 | Public Service Co of NH | Merrimack | Electric Utility | NH | 18.6 | 16.8 | 21.7 | Petroleum Liquids | JF | GT | 8 | 1968 |  |  | (OP) Operating | Merrimack
15472 | Public Service Co of NH | Merrimack | Electric Utility | NH | 18.6 | 16.8 | 21.3 | Petroleum Liquids | JF | GT | 8 | 1969 |  |  | (OP) Operating | Merrimack
15472 | Public Service Co of NH | Schiller | Electric Utility | NH | 50 | 47.5 | 48 | Conventional Steam Coal | BIT | ST | 10 | 1952 |  |  | (OP) Operating | Rockingham
15472 | Public Service Co of NH | Schiller | Electric Utility | NH | 50 | 43.1 | 42.6 | Wood/Wood Waste Biomass | WDS | ST | 5 | 1955 |  |  | (OP) Operating | Rockingham
15472 | Public Service Co of NH | Schiller | Electric Utility | NH | 50 | 47.9 | 48.6 | Conventional Steam Coal | BIT | ST | 7 | 1957 |  |  | (OP) Operating | Rockingham
15472 | Public Service Co of NH | Schiller | Electric Utility | NH | 21.2 | 17 | 18 | Petroleum Liquids | JF | GT | 11 | 1970 |  |  | (OP) Operating | Rockingham
15472 | Public Service Co of NH | Smith (NH) | Electric Utility | NH | 15 | 11.7 | 15.2 | Conventional Hydroelectric | WAT | HY | 8 | 1948 |  |  | (OP) Operating | Coos
15472 | Public Service Co of NH | White Lake | Electric Utility | NH | 18.6 | 17.5 | 22.4 | Petroleum Liquids | JF | GT | 7 | 1968 |  |  | (OP) Operating | Carroll
6854 | NextEra Energy Seabrook LLC | Seabrook | IPP Non-CHP | NH | 1242 | 1249.1 | 1249.1 | Nuclear | NUC | ST | 8 | 1990 |  |  | (OP) Operating | Rockingham
15472 | Public Service Co of NH | Newington | Electric Utility | NH | 414 | 400.2 | 400.2 | Natural Gas Steam Turbine | NG | ST | 6 | 1974 |  |  | (OP) Operating | Rockingham
56590 | Silverstreet Hydro | Hillsborough Hosiery | IPP Non-CHP | NH | 0.6 | 0.6 | 0.6 | Conventional Hydroelectric | WAT | HY | 12 | 1989 |  |  | (OP) Operating | Hillsborough
56590 | Silverstreet Hydro | Hillsborough Hosiery | IPP Non-CHP | NH | 0.6 | 0.6 | 0.6 | Conventional Hydroelectric | WAT | HY | 12 | 1989 |  |  | (OP) Operating | Hillsborough
6636 | Foss Manufacturing Company LLC | Hampton Facility | Industrial CHP | NH | 5 | 3.8 | 5 | Natural Gas Fired Combustion Turbine | NG | GT | 1 | 2000 |  |  | (OP) Operating | Rockingham
57280 | Eagle Creek RE LLC | Franklin Industrial Complex | IPP Non-CHP | NH | 1.5 | 0.6 | 0.5 | Conventional Hydroelectric | WAT | HY | 12 | 1985 |  |  | (OP) Operating | Merrimack
57280 | Eagle Creek RE LLC | Franklin Industrial Complex | IPP Non-CHP | NH | 0.2 | 0.2 | 0.2 | Conventional Hydroelectric | WAT | HY | 6 | 1982 |  |  | (OP) Operating | Merrimack
57280 | Eagle Creek RE LLC | Mine Falls Generating Station | IPP Non-CHP | NH | 1.5 | 1.5 | 1.5 | Conventional Hydroelectric | WAT | HY | 12 | 1985 |  |  | (OP) Operating | Hillsborough
57280 | Eagle Creek RE LLC | Mine Falls Generating Station | IPP Non-CHP | NH | 1.5 | 1.7 | 1.7 | Conventional Hydroelectric | WAT | HY | 12 | 1985 |  |  | (OP) Operating | Hillsborough
57280 | Eagle Creek RE LLC | Clement Dam Hydro LLC | IPP Non-CHP | NH | 2.4 | 2.3 | 2.3 | Conventional Hydroelectric | WAT | HY | 12 | 1984 |  |  | (OP) Operating | Belknap
2226 | Bridgewater Power Co LP | Bridgewater Power LP | IPP Non-CHP | NH | 20 | 16 | 16.5 | Wood/Wood Waste Biomass | WDS | ST | 8 | 1987 |  |  | (OP) Operating | Grafton
16498 | SFR Hydro Cor | Milton Hydro | IPP Non-CHP | NH | 0.2 | 0.1 | 0.2 | Conventional Hydroelectric | WAT | HY | 1 | 1914 |  |  | (OP) Operating | Strafford
16498 | SFR Hydro Cor | Milton Hydro | IPP Non-CHP | NH | 0.4 | 0.2 | 0.4 | Conventional Hydroelectric | WAT | HY | 1 | 1914 |  |  | (OP) Operating | Strafford
16498 | SFR Hydro Cor | Milton Hydro | IPP Non-CHP | NH | 0.3 | 0.1 | 0.3 | Conventional Hydroelectric | WAT | HY | 6 | 1984 |  |  | (OP) Operating | Strafford
16498 | SFR Hydro Cor | Milton Hydro | IPP Non-CHP | NH | 0.5 | 0.3 | 0.5 | Conventional Hydroelectric | WAT | HY | 12 | 1987 |  |  | (OP) Operating | Strafford
5226 | Dodge Falls Associates LP | Dodge Falls Associates | IPP Non-CHP | NH | 5 | 5 | 5 | Conventional Hydroelectric | WAT | HY | 12 | 1990 |  |  | (OP) Operating | Grafton
23037 | Errol Hydroelectric Co LLC | Errol Hydroelectric Project | IPP Non-CHP | NH | 3 | 3 | 3 | Conventional Hydroelectric | WAT | HY | 11 | 1986 |  |  | (OP) Operating | Coos
56084 | Springfield Power LLC | Springfield Power LLC | IPP Non-CHP | NH | 20 | 16.1 | 16.3 | Wood/Wood Waste Biomass | WDS | ST | 12 | 1987 |  |  | (OP) Operating | Sullivan
55840 | EWP RENEWABLE CORP. | DG Whitefield LLC | IPP Non-CHP | NH | 19.9 | 17 | 17.5 | Wood/Wood Waste Biomass | WDS | ST | 3 | 1988 |  |  | (OP) Operating | Coos
13442 | New Hampshire Hydro Associates | China Mill Hydro | IPP Non-CHP | NH | 1.7 | 1.7 | 1.7 | Conventional Hydroelectric | WAT | HY | 7 | 1981 |  |  | (OP) Operating | Merrimack
15064 | Pinetree Power Inc | Pinetree Power | IPP Non-CHP | NH | 17.5 | 15 | 15 | Wood/Wood Waste Biomass | WDS | ST | 12 | 1986 |  |  | (OP) Operating | Grafton
60832 | Sugar River Power LLC | Lower Village Water Power Project | IPP Non-CHP | NH | 0.6 | 0.6 | 0.6 | Conventional Hydroelectric | WAT | HY | 5 | 1995 |  |  | (OP) Operating | Sullivan
60832 | Sugar River Power LLC | Lower Village Water Power Project | IPP Non-CHP | NH | 0.6 | 0.6 | 0.6 | Conventional Hydroelectric | WAT | HY | 5 | 1995 |  |  | (OP) Operating | Sullivan
57280 | Eagle Creek RE LLC | Pembroke Hydro | IPP Non-CHP | NH | 2.7 | 0.6 | 1.2 | Conventional Hydroelectric | WAT | HY | 12 | 1985 |  |  | (OP) Operating | Merrimack
36055 | KTZ Hydro LLC | Newfound Hydroelectric | IPP Non-CHP | NH | 0.7 | 0.7 | 0.7 | Conventional Hydroelectric | WAT | HY | 12 | 1983 |  |  | (OP) Operating | Grafton
36055 | KTZ Hydro LLC | Newfound Hydroelectric | IPP Non-CHP | NH | 0.7 | 0.7 | 0.7 | Conventional Hydroelectric | WAT | HY | 12 | 1983 |  |  | (OP) Operating | Grafton
24793 | Briar-Hydro Associates | Rolfe Canal Hydro | IPP Non-CHP | NH | 4.3 | 4.3 | 4.3 | Conventional Hydroelectric | WAT | HY | 12 | 1987 |  |  | (OP) Operating | Merrimack
24793 | Briar-Hydro Associates | Penacook Lower Falls | IPP Non-CHP | NH | 4.6 | 4.6 | 4.6 | Conventional Hydroelectric | WAT | HY | 8 | 1983 |  |  | (OP) Operating | Merrimack
57280 | Eagle Creek RE LLC | Gregg Falls | IPP Non-CHP | NH | 2.2 | 2.1 | 2.1 | Conventional Hydroelectric | WAT | HY | 12 | 1985 |  |  | (OP) Operating | Hillsborough
57280 | Eagle Creek RE LLC | Gregg Falls | IPP Non-CHP | NH | 1.3 | 1.3 | 1.3 | Conventional Hydroelectric | WAT | HY | 12 | 1985 |  |  | (OP) Operating | Hillsborough
24793 | Briar-Hydro Associates | Penacook Upper Falls Hydro | IPP Non-CHP | NH | 3.4 | 3.4 | 3.4 | Conventional Hydroelectric | WAT | HY | 12 | 1986 |  |  | (OP) Operating | Merrimack
17902 | Somersworth Hydro Company, Inc. | Somersworth Lower Great Dam | IPP Non-CHP | NH | 1.3 | 1.2 | 1.2 | Conventional Hydroelectric | WAT | HY | 7 | 1985 |  |  | (OP) Operating | Strafford
15085 | Pinetree Power- Tamworth LLC. | Pinetree Power Tamworth | IPP Non-CHP | NH | 25 | 20 | 20 | Wood/Wood Waste Biomass | WDS | ST | 12 | 1987 |  |  | (OP) Operating | Carroll
15213 | Pontook Operating LP | Pontook Hydro Facility | IPP Non-CHP | NH | 3.5 | 3.5 | 3.5 | Conventional Hydroelectric | WAT | HY | 12 | 1986 |  |  | (OP) Operating | Coos
15213 | Pontook Operating LP | Pontook Hydro Facility | IPP Non-CHP | NH | 3.5 | 3.5 | 3.5 | Conventional Hydroelectric | WAT | HY | 12 | 1986 |  |  | (OP) Operating | Coos
15213 | Pontook Operating LP | Pontook Hydro Facility | IPP Non-CHP | NH | 3.5 | 3.5 | 3.5 | Conventional Hydroelectric | WAT | HY | 12 | 1986 |  |  | (OP) Operating | Coos
20541 | Wheelabrator Environmental Systems | Wheelabrator Concord Facility | IPP Non-CHP | NH | 14 | 12 | 12 | Municipal Solid Waste | MSW | ST | 4 | 1989 |  |  | (OP) Operating | Merrimack
4207 | Consolidated Hydro NH Inc | EHC West Hopkinton | IPP Non-CHP | NH | 1 | 1 | 0.9 | Conventional Hydroelectric | WAT | HY | 7 | 1985 |  |  | (OP) Operating | Merrimack
4823 | Dartmouth College | Dartmouth College Heating Plant | Commercial CHP | NH | 2 | 2 | 2 | Petroleum Liquids | RFO | ST | 1 | 1970 |  |  | (OP) Operating | Grafton
4823 | Dartmouth College | Dartmouth College Heating Plant | Commercial CHP | NH | 2 | 2 | 2 | Petroleum Liquids | RFO | ST | 1 | 1970 |  |  | (OP) Operating | Grafton
4823 | Dartmouth College | Dartmouth College Heating Plant | Commercial CHP | NH | 3 | 3 | 3 | Petroleum Liquids | RFO | ST | 1 | 1992 |  |  | (OP) Operating | Grafton
4207 | Consolidated Hydro NH Inc | Rollinsford | IPP Non-CHP | NH | 0.7 | 0.7 | 0.6 | Conventional Hydroelectric | WAT | HY | 10 | 1986 |  |  | (OP) Operating | Strafford
4207 | Consolidated Hydro NH Inc | Rollinsford | IPP Non-CHP | NH | 0.7 | 0.7 | 0.6 | Conventional Hydroelectric | WAT | HY | 1 | 1995 |  |  | (OP) Operating | Strafford
31216 | Mascoma Hydro Corp | Mascoma Hydro | IPP Non-CHP | NH | 0.5 | 0.5 | 0.5 | Conventional Hydroelectric | WAT | HY | 12 | 1988 |  |  | (OP) Operating | Grafton
31216 | Mascoma Hydro Corp | Mascoma Hydro | IPP Non-CHP | NH | 0.5 | 0.5 | 0.5 | Conventional Hydroelectric | WAT | HY | 12 | 1988 |  |  | (OP) Operating | Grafton
31216 | Mascoma Hydro Corp | Mascoma Hydro | IPP Non-CHP | NH | 0.5 | 0.5 | 0.5 | Conventional Hydroelectric | WAT | HY | 12 | 1988 |  |  | (OP) Operating | Grafton
57280 | Eagle Creek RE LLC | Lochmere Hydroelectric Plant | IPP Non-CHP | NH | 0.3 | 0.3 | 0.3 | Conventional Hydroelectric | WAT | HY | 12 | 1984 |  |  | (OP) Operating | Belknap
57280 | Eagle Creek RE LLC | Lochmere Hydroelectric Plant | IPP Non-CHP | NH | 0.3 | 0.3 | 0.3 | Conventional Hydroelectric | WAT | HY | 12 | 1984 |  |  | (OP) Operating | Belknap
57280 | Eagle Creek RE LLC | Lochmere Hydroelectric Plant | IPP Non-CHP | NH | 0.3 | 0.3 | 0.3 | Conventional Hydroelectric | WAT | HY | 12 | 1984 |  |  | (OP) Operating | Belknap
57280 | Eagle Creek RE LLC | Lochmere Hydroelectric Plant | IPP Non-CHP | NH | 0.3 | 0.3 | 0.3 | Conventional Hydroelectric | WAT | HY | 12 | 1984 |  |  | (OP) Operating | Belknap
7595 | Great Lakes Hydro America LLC | Berlin Gorham | IPP Non-CHP | NH | 2.4 | 2.4 | 2.4 | Conventional Hydroelectric | WAT | HY | 1 | 1914 |  |  | (OP) Operating | Coos
7595 | Great Lakes Hydro America LLC | Berlin Gorham | IPP Non-CHP | NH | 2.4 | 2.4 | 2.4 | Conventional Hydroelectric | WAT | HY | 1 | 1916 |  |  | (OP) Operating | Coos
7595 | Great Lakes Hydro America LLC | Berlin Gorham | IPP Non-CHP | NH | 3.1 | 3.1 | 3.1 | Conventional Hydroelectric | WAT | HY | 1 | 1918 |  |  | (OP) Operating | Coos
7595 | Great Lakes Hydro America LLC | Berlin Gorham | IPP Non-CHP | NH | 1.2 | 1.2 | 1.2 | Conventional Hydroelectric | WAT | HY | 1 | 1920 |  |  | (OP) Operating | Coos
7595 | Great Lakes Hydro America LLC | Berlin Gorham | IPP Non-CHP | NH | 1.2 | 1.2 | 1.2 | Conventional Hydroelectric | WAT | HY | 1 | 1920 |  |  | (OP) Operating | Coos
7595 | Great Lakes Hydro America LLC | Berlin Gorham | IPP Non-CHP | NH | 1.2 | 1.2 | 1.2 | Conventional Hydroelectric | WAT | HY | 1 | 1920 |  |  | (OP) Operating | Coos
7595 | Great Lakes Hydro America LLC | Berlin Gorham | IPP Non-CHP | NH | 1.2 | 1.2 | 1.2 | Conventional Hydroelectric | WAT | HY | 1 | 1920 |  |  | (OP) Operating | Coos
7595 | Great Lakes Hydro America LLC | Berlin Gorham | IPP Non-CHP | NH | 3.8 | 3.8 | 3.8 | Conventional Hydroelectric | WAT | HY | 1 | 1920 |  |  | (OP) Operating | Coos
7595 | Great Lakes Hydro America LLC | Berlin Gorham | IPP Non-CHP | NH | 4.1 | 4.1 | 4.1 | Conventional Hydroelectric | WAT | HY | 1 | 1920 |  |  | (OP) Operating | Coos
7595 | Great Lakes Hydro America LLC | Berlin Gorham | IPP Non-CHP | NH | 0.9 | 0.9 | 0.9 | Conventional Hydroelectric | WAT | HY | 1 | 1916 |  |  | (OP) Operating | Coos
7595 | Great Lakes Hydro America LLC | Berlin Gorham | IPP Non-CHP | NH | 0.9 | 0.9 | 0.9 | Conventional Hydroelectric | WAT | HY | 1 | 1916 |  |  | (OP) Operating | Coos
7595 | Great Lakes Hydro America LLC | Berlin Gorham | IPP Non-CHP | NH | 1.8 | 1.8 | 1.8 | Conventional Hydroelectric | WAT | HY | 1 | 1929 |  |  | (OP) Operating | Coos
7595 | Great Lakes Hydro America LLC | Berlin Gorham | IPP Non-CHP | NH | 0.8 | 0.8 | 0.8 | Conventional Hydroelectric | WAT | HY | 10 | 1980 |  |  | (OP) Operating | Coos
7595 | Great Lakes Hydro America LLC | Berlin Gorham | IPP Non-CHP | NH | 0.8 | 0.8 | 0.8 | Conventional Hydroelectric | WAT | HY | 10 | 1980 |  |  | (OP) Operating | Coos
7595 | Great Lakes Hydro America LLC | Berlin Gorham | IPP Non-CHP | NH | 0.7 | 0.8 | 0.8 | Conventional Hydroelectric | WAT | HY | 10 | 1980 |  |  | (OP) Operating | Coos
7595 | Great Lakes Hydro America LLC | Berlin Gorham | IPP Non-CHP | NH | 0.8 | 0.8 | 0.8 | Conventional Hydroelectric | WAT | HY | 10 | 1980 |  |  | (OP) Operating | Coos
7595 | Great Lakes Hydro America LLC | Berlin Gorham | IPP Non-CHP | NH | 0.6 | 0.6 | 0.6 | Conventional Hydroelectric | WAT | HY | 1 | 1921 |  |  | (OP) Operating | Coos
7595 | Great Lakes Hydro America LLC | Berlin Gorham | IPP Non-CHP | NH | 0.6 | 0.6 | 0.6 | Conventional Hydroelectric | WAT | HY | 1 | 1921 |  |  | (OP) Operating | Coos
7595 | Great Lakes Hydro America LLC | Berlin Gorham | IPP Non-CHP | NH | 0.6 | 0.6 | 0.6 | Conventional Hydroelectric | WAT | HY | 1 | 1921 |  |  | (OP) Operating | Coos
7595 | Great Lakes Hydro America LLC | Berlin Gorham | IPP Non-CHP | NH | 0.5 | 0.5 | 0.5 | Conventional Hydroelectric | WAT | HY | 1 | 1921 |  |  | (OP) Operating | Coos
7595 | Great Lakes Hydro America LLC | Berlin Gorham | IPP Non-CHP | NH | 0.7 | 0.7 | 0.7 | Conventional Hydroelectric | WAT | HY | 1 | 1924 |  |  | (OP) Operating | Coos
54842 | WM Renewable Energy LLC | Turnkey Landfill Gas Recovery | IPP Non-CHP | NH | 0.8 | 0.8 | 0.8 | Landfill Gas | LFG | IC | 2 | 1992 |  |  | (OP) Operating | Strafford
54842 | WM Renewable Energy LLC | Turnkey Landfill Gas Recovery | IPP Non-CHP | NH | 0.8 | 0.8 | 0.8 | Landfill Gas | LFG | IC | 2 | 1992 |  |  | (OP) Operating | Strafford
54842 | WM Renewable Energy LLC | Turnkey Landfill Gas Recovery | IPP Non-CHP | NH | 0.8 | 0.8 | 0.8 | Landfill Gas | LFG | IC | 2 | 1992 |  |  | (OP) Operating | Strafford
54842 | WM Renewable Energy LLC | Turnkey Landfill Gas Recovery | IPP Non-CHP | NH | 0.8 | 0.8 | 0.8 | Landfill Gas | LFG | IC | 9 | 1993 |  |  | (OP) Operating | Strafford
54842 | WM Renewable Energy LLC | Turnkey Landfill Gas Recovery | IPP Non-CHP | NH | 3 | 2.9 | 3.3 | Landfill Gas | LFG | GT | 12 | 1997 |  |  | (OP) Operating | Strafford
54842 | WM Renewable Energy LLC | Turnkey Landfill Gas Recovery | IPP Non-CHP | NH | 3 | 2.9 | 3.3 | Landfill Gas | LFG | GT | 12 | 1997 |  |  | (OP) Operating | Strafford
57249 | EPP Renewable Energy | Nashua Plant | IPP Non-CHP | NH | 0.8 | 0.7 | 0.7 | Landfill Gas | LFG | IC | 4 | 1996 |  |  | (OP) Operating | Hillsborough
57249 | EPP Renewable Energy | Nashua Plant | IPP Non-CHP | NH | 1.6 | 1.5 | 1.5 | Landfill Gas | LFG | IC | 3 | 2016 |  |  | (OP) Operating | Hillsborough
88 | Granite Ridge Energy LLC | Granite Ridge | IPP Non-CHP | NH | 260 | 222 | 263 | Natural Gas Fired Combined Cycle | NG | CT | 3 | 2003 |  |  | (OP) Operating | Rockingham
88 | Granite Ridge Energy LLC | Granite Ridge | IPP Non-CHP | NH | 260 | 222 | 263 | Natural Gas Fired Combined Cycle | NG | CT | 3 | 2003 |  |  | (OP) Operating | Rockingham
88 | Granite Ridge Energy LLC | Granite Ridge | IPP Non-CHP | NH | 270 | 234 | 271 | Natural Gas Fired Combined Cycle | NG | CA | 3 | 2003 |  |  | (OP) Operating | Rockingham
13538 | Essential Power Newington LLC | Essential Power Newington LLC | IPP Non-CHP | NH | 185.6 | 161 | 195 | Natural Gas Fired Combined Cycle | NG | CT | 10 | 2002 |  |  | (OP) Operating | Rockingham
13538 | Essential Power Newington LLC | Essential Power Newington LLC | IPP Non-CHP | NH | 185.6 | 161 | 195 | Natural Gas Fired Combined Cycle | NG | CT | 10 | 2002 |  |  | (OP) Operating | Rockingham
13538 | Essential Power Newington LLC | Essential Power Newington LLC | IPP Non-CHP | NH | 234.3 | 231 | 233 | Natural Gas Fired Combined Cycle | NG | CA | 10 | 2002 |  |  | (OP) Operating | Rockingham
15399 | Avangrid Renewables LLC | Lempster Wind LLC | IPP Non-CHP | NH | 24 | 24 | 24 | Onshore Wind Turbine | WND | WT | 12 | 2008 |  |  | (OP) Operating | Sullivan
57378 | Granite Reliable Power | Granite Reliable Power | IPP Non-CHP | NH | 99 | 99 | 99 | Onshore Wind Turbine | WND | WT | 2 | 2012 |  |  | (OP) Operating | Coos
57430 | Berlin Station, LLC | Burgess BioPower | IPP Non-CHP | NH | 75 | 67.5 | 67.5 | Wood/Wood Waste Biomass | WDS | ST | 11 | 2013 |  |  | (OP) Operating | Coos
15399 | Avangrid Renewables LLC | Groton Wind LLC | IPP Non-CHP | NH | 48 | 48 | 48 | Onshore Wind Turbine | WND | WT | 12 | 2012 |  |  | (OP) Operating | Grafton
58099 | Emcor Energy Services | UNH 7.9 MW Plant | Commercial CHP | NH | 7.9 | 7.9 | 7.9 | Landfill Gas | LFG | GT | 9 | 2006 |  |  | (OP) Operating | Strafford
58550 | Indeck Energy-Alexandria, LLC | Indeck Energy-Alexandria | IPP Non-CHP | NH | 16 | 15.2 | 15.2 | Wood/Wood Waste Biomass | WDS | ST | 11 | 2008 |  |  | (OP) Operating | Grafton
57280 | Eagle Creek RE LLC | Stevens Mills Hydroelectric Project | IPP Non-CHP | NH | 0.2 | 0.2 | 0.2 | Conventional Hydroelectric | WAT | HY | 1 | 1985 |  |  | (OP) Operating | Merrimack
57280 | Eagle Creek RE LLC | Stevens Mills Hydroelectric Project | IPP Non-CHP | NH | 1.9 | 1.8 | 1.8 | Conventional Hydroelectric | WAT | HY | 1 | 1985 |  |  | (OP) Operating | Merrimack
58891 | Jericho Power LLC | Jericho Power | IPP Non-CHP | NH | 14.3 | 12.1 | 12.1 | Onshore Wind Turbine | WND | WT | 1 | 2016 |  |  | (OP) Operating | Coos
4566 | Crotched Mt Rehab Ctr Inc | Crotched Mountain Rehabilitation Center | Commercial CHP | NH | 0.7 | 0.7 | 0.7 | Petroleum Liquids | DFO | IC | 2 | 1990 |  |  | (SB) Standby/Backup: available for service but not normally used | Hillsborough
4566 | Crotched Mt Rehab Ctr Inc | Crotched Mountain Rehabilitation Center | Commercial CHP | NH | 0.7 | 0.7 | 0.7 | Petroleum Liquids | DFO | IC | 2 | 1990 |  |  | (SB) Standby/Backup: available for service but not normally used | Hillsborough
4566 | Crotched Mt Rehab Ctr Inc | Crotched Mountain Rehabilitation Center | Commercial CHP | NH | 0.7 | 0.7 | 0.7 | Petroleum Liquids | DFO | IC | 2 | 1990 |  |  | (SB) Standby/Backup: available for service but not normally used | Hillsborough
59190 | Plymouth State University | Plymouth State College Cogeneration | Commercial CHP | NH | 1.2 | 1.2 | 1.2 | Petroleum Liquids | DFO | IC | 4 | 1994 |  |  | (SB) Standby/Backup: available for service but not normally used | Grafton
59190 | Plymouth State University | Plymouth State College Cogeneration | Commercial CHP | NH | 1.6 | 1.6 | 1.6 | Petroleum Liquids | DFO | IC | 8 | 2000 |  |  | (SB) Standby/Backup: available for service but not normally used | Grafton
60557 | PB Nutclif Master, LLC | Hoffmann LaRoche | Industrial CHP | NJ | 5.3 | 4.1 | 5.3 | Natural Gas Fired Combustion Turbine | NG | GT | 5 | 2004 |  |  | (OA) Out of service but expected to return to service in next calendar year | Essex
60557 | PB Nutclif Master, LLC | Hoffmann LaRoche | Industrial CHP | NJ | 5.3 | 4.1 | 5.3 | Natural Gas Fired Combustion Turbine | NG | GT | 5 | 2004 |  |  | (OA) Out of service but expected to return to service in next calendar year | Essex
12311 | Merck & Co Inc | Merck Rahway Power Plant | Industrial CHP | NJ | 5 | 4.8 | 4.8 | Natural Gas Steam Turbine | NG | ST | 1 | 1977 |  |  | (OA) Out of service but expected to return to service in next calendar year | Union
14539 | Passaic Valley Water Comm | Passaic Valley Water Commission | IPP Non-CHP | NJ | 0.6 | 0.6 | 0.6 | Conventional Hydroelectric | WAT | HY | 1 | 1935 |  |  | (OA) Out of service but expected to return to service in next calendar year | Passaic
14539 | Passaic Valley Water Comm | Passaic Valley Water Commission | IPP Non-CHP | NJ | 0.6 | 0.6 | 0.6 | Conventional Hydroelectric | WAT | HY | 1 | 1935 |  |  | (OA) Out of service but expected to return to service in next calendar year | Passaic
14539 | Passaic Valley Water Comm | Passaic Valley Water Commission | IPP Non-CHP | NJ | 0.6 | 0.6 | 0.6 | Conventional Hydroelectric | WAT | HY | 1 | 1935 |  |  | (OA) Out of service but expected to return to service in next calendar year | Passaic
14539 | Passaic Valley Water Comm | Passaic Valley Water Commission | IPP Non-CHP | NJ | 0.6 | 0.6 | 0.6 | Conventional Hydroelectric | WAT | HY | 1 | 1935 |  |  | (OA) Out of service but expected to return to service in next calendar year | Passaic
57130 | Janssen Pharmaceutical Co | Rariton OMP | IPP Non-CHP | NJ | 3 | 3 | 3 | Natural Gas Internal Combustion Engine | NG | IC | 2 | 2009 |  |  | (OA) Out of service but expected to return to service in next calendar year | Somerset
55768 | RC Cape May Holdings LLC | B L England | IPP Non-CHP | NJ | 163.2 | 150 | 150 | Conventional Steam Coal | BIT | ST | 11 | 1964 |  |  | (OP) Operating | Cape May
55768 | RC Cape May Holdings LLC | B L England | IPP Non-CHP | NJ | 176.4 | 146 | 146 | Petroleum Liquids | RFO | ST | 12 | 1974 |  |  | (OP) Operating | Cape May
56606 | Calpine New Jersey Generation LLC | Carlls Corner | IPP Non-CHP | NJ | 41.9 | 37.4 | 45.3 | Natural Gas Fired Combustion Turbine | NG | GT | 4 | 1973 |  |  | (OP) Operating | Cumberland
56606 | Calpine New Jersey Generation LLC | Carlls Corner | IPP Non-CHP | NJ | 41.9 | 41.2 | 49.8 | Natural Gas Fired Combustion Turbine | NG | GT | 5 | 1973 |  |  | (OP) Operating | Cumberland
55951 | Exelon Nuclear | Oyster Creek | IPP Non-CHP | NJ | 550 | 607.7 | 637 | Nuclear | NUC | ST | 12 | 1969 | 9 | 2018 | (OP) Operating | Ocean
17235 | NRG REMA LLC | Sayreville | IPP Non-CHP | NJ | 53 | 50 | 70 | Natural Gas Fired Combustion Turbine | NG | GT | 3 | 1972 |  |  | (OP) Operating | Middlesex
17235 | NRG REMA LLC | Sayreville | IPP Non-CHP | NJ | 53 | 50 | 70 | Natural Gas Fired Combustion Turbine | NG | GT | 3 | 1972 |  |  | (OP) Operating | Middlesex
17235 | NRG REMA LLC | Sayreville | IPP Non-CHP | NJ | 53 | 50 | 70 | Natural Gas Fired Combustion Turbine | NG | GT | 6 | 1972 |  |  | (OP) Operating | Middlesex
17235 | NRG REMA LLC | Sayreville | IPP Non-CHP | NJ | 53 | 50 | 70 | Natural Gas Fired Combustion Turbine | NG | GT | 10 | 1973 |  |  | (OP) Operating | Middlesex
17235 | NRG REMA LLC | Gilbert | IPP Non-CHP | NJ | 54 | 47 | 56 | Natural Gas Fired Combined Cycle | NG | CT | 1 | 1974 |  |  | (OP) Operating | Hunterdon
17235 | NRG REMA LLC | Gilbert | IPP Non-CHP | NJ | 54 | 47 | 56 | Natural Gas Fired Combined Cycle | NG | CT | 4 | 1974 |  |  | (OP) Operating | Hunterdon
17235 | NRG REMA LLC | Gilbert | IPP Non-CHP | NJ | 54 | 49 | 56 | Natural Gas Fired Combined Cycle | NG | CT | 4 | 1974 |  |  | (OP) Operating | Hunterdon
17235 | NRG REMA LLC | Gilbert | IPP Non-CHP | NJ | 54 | 47 | 56 | Natural Gas Fired Combined Cycle | NG | CT | 5 | 1974 |  |  | (OP) Operating | Hunterdon
17235 | NRG REMA LLC | Gilbert | IPP Non-CHP | NJ | 135 | 104 | 108 | Natural Gas Fired Combined Cycle | NG | CA | 5 | 1977 |  |  | (OP) Operating | Hunterdon
17235 | NRG REMA LLC | Gilbert | IPP Non-CHP | NJ | 161 | 150 | 167 | Natural Gas Fired Combustion Turbine | NG | GT | 7 | 1996 |  |  | (OP) Operating | Hunterdon
15147 | PSEG Fossil LLC | Bergen Generating Station | IPP Non-CHP | NJ | 112.5 | 110 | 110 | Natural Gas Fired Combined Cycle | NG | CT | 6 | 1995 |  |  | (OP) Operating | Bergen
15147 | PSEG Fossil LLC | Bergen Generating Station | IPP Non-CHP | NJ | 112.5 | 110 | 110 | Natural Gas Fired Combined Cycle | NG | CT | 6 | 1995 |  |  | (OP) Operating | Bergen
15147 | PSEG Fossil LLC | Bergen Generating Station | IPP Non-CHP | NJ | 112.5 | 110 | 110 | Natural Gas Fired Combined Cycle | NG | CT | 6 | 1995 |  |  | (OP) Operating | Bergen
15147 | PSEG Fossil LLC | Bergen Generating Station | IPP Non-CHP | NJ | 112.5 | 110 | 110 | Natural Gas Fired Combined Cycle | NG | CT | 6 | 1995 |  |  | (OP) Operating | Bergen
15147 | PSEG Fossil LLC | Bergen Generating Station | IPP Non-CHP | NJ | 325.2 | 198 | 198 | Natural Gas Fired Combined Cycle | NG | CA | 5 | 1959 |  |  | (OP) Operating | Bergen
15147 | PSEG Fossil LLC | Bergen Generating Station | IPP Non-CHP | NJ | 183.6 | 177.3 | 177.3 | Natural Gas Fired Combined Cycle | NG | CT | 6 | 2002 |  |  | (OP) Operating | Bergen
15147 | PSEG Fossil LLC | Bergen Generating Station | IPP Non-CHP | NJ | 183.6 | 177.3 | 177.3 | Natural Gas Fired Combined Cycle | NG | CT | 6 | 2002 |  |  | (OP) Operating | Bergen
15147 | PSEG Fossil LLC | Bergen Generating Station | IPP Non-CHP | NJ | 258.4 | 236.4 | 236.4 | Natural Gas Fired Combined Cycle | NG | CA | 6 | 2002 |  |  | (OP) Operating | Bergen
15147 | PSEG Fossil LLC | PSEG Burlington Generating Station | IPP Non-CHP | NJ | 60.5 | 42 | 42 | Natural Gas Fired Combustion Turbine | NG | GT | 6 | 2000 |  |  | (OP) Operating | Burlington
15147 | PSEG Fossil LLC | PSEG Burlington Generating Station | IPP Non-CHP | NJ | 60.5 | 42 | 42 | Natural Gas Fired Combustion Turbine | NG | GT | 6 | 2000 |  |  | (OP) Operating | Burlington
15147 | PSEG Fossil LLC | PSEG Burlington Generating Station | IPP Non-CHP | NJ | 60.5 | 42 | 42 | Natural Gas Fired Combustion Turbine | NG | GT | 6 | 2000 |  |  | (OP) Operating | Burlington
15147 | PSEG Fossil LLC | PSEG Burlington Generating Station | IPP Non-CHP | NJ | 60.5 | 42 | 42 | Natural Gas Fired Combustion Turbine | NG | GT | 6 | 2000 |  |  | (OP) Operating | Burlington
15147 | PSEG Fossil LLC | PSEG Essex Generating Station | IPP Non-CHP | NJ | 93.6 | 81 | 81 | Natural Gas Fired Combustion Turbine | NG | GT | 7 | 1990 |  |  | (OP) Operating | Essex
15147 | PSEG Fossil LLC | PSEG Kearny Generating Station | IPP Non-CHP | NJ | 60.5 | 46.9 | 46.9 | Natural Gas Fired Combustion Turbine | NG | GT | 6 | 2012 |  |  | (OP) Operating | Hudson
15147 | PSEG Fossil LLC | PSEG Kearny Generating Station | IPP Non-CHP | NJ | 60.5 | 46.9 | 46.9 | Natural Gas Fired Combustion Turbine | NG | GT | 6 | 2012 |  |  | (OP) Operating | Hudson
15147 | PSEG Fossil LLC | PSEG Kearny Generating Station | IPP Non-CHP | NJ | 60.5 | 46.9 | 46.9 | Natural Gas Fired Combustion Turbine | NG | GT | 6 | 2012 |  |  | (OP) Operating | Hudson
15147 | PSEG Fossil LLC | PSEG Kearny Generating Station | IPP Non-CHP | NJ | 60.5 | 46.9 | 46.9 | Natural Gas Fired Combustion Turbine | NG | GT | 6 | 2012 |  |  | (OP) Operating | Hudson
15147 | PSEG Fossil LLC | PSEG Kearny Generating Station | IPP Non-CHP | NJ | 60.5 | 46.9 | 46.9 | Natural Gas Fired Combustion Turbine | NG | GT | 6 | 2012 |  |  | (OP) Operating | Hudson
15147 | PSEG Fossil LLC | PSEG Kearny Generating Station | IPP Non-CHP | NJ | 60.5 | 46.9 | 46.9 | Natural Gas Fired Combustion Turbine | NG | GT | 6 | 2012 |  |  | (OP) Operating | Hudson
15147 | PSEG Fossil LLC | PSEG Kearny Generating Station | IPP Non-CHP | NJ | 60.5 | 44.5 | 44.5 | Natural Gas Fired Combustion Turbine | NG | GT | 8 | 2001 |  |  | (OP) Operating | Hudson
15147 | PSEG Fossil LLC | PSEG Kearny Generating Station | IPP Non-CHP | NJ | 60.5 | 44.5 | 44.5 | Natural Gas Fired Combustion Turbine | NG | GT | 8 | 2001 |  |  | (OP) Operating | Hudson
15147 | PSEG Fossil LLC | PSEG Kearny Generating Station | IPP Non-CHP | NJ | 60.5 | 44.5 | 44.5 | Natural Gas Fired Combustion Turbine | NG | GT | 8 | 2001 |  |  | (OP) Operating | Hudson
15147 | PSEG Fossil LLC | PSEG Kearny Generating Station | IPP Non-CHP | NJ | 60.5 | 44.5 | 44.5 | Natural Gas Fired Combustion Turbine | NG | GT | 8 | 2001 |  |  | (OP) Operating | Hudson
15147 | PSEG Fossil LLC | PSEG Linden Generating Station | IPP Non-CHP | NJ | 315 | 238.4 | 238.4 | Natural Gas Fired Combined Cycle | NG | CA | 4 | 2006 |  |  | (OP) Operating | Union
15147 | PSEG Fossil LLC | PSEG Linden Generating Station | IPP Non-CHP | NJ | 181.4 | 188.3 | 188.3 | Natural Gas Fired Combined Cycle | NG | CT | 4 | 2006 |  |  | (OP) Operating | Union
15147 | PSEG Fossil LLC | PSEG Linden Generating Station | IPP Non-CHP | NJ | 181.4 | 188.3 | 188.3 | Natural Gas Fired Combined Cycle | NG | CT | 4 | 2006 |  |  | (OP) Operating | Union
15147 | PSEG Fossil LLC | PSEG Linden Generating Station | IPP Non-CHP | NJ | 315 | 238.4 | 238.4 | Natural Gas Fired Combined Cycle | NG | CA | 4 | 2006 |  |  | (OP) Operating | Union
15147 | PSEG Fossil LLC | PSEG Linden Generating Station | IPP Non-CHP | NJ | 181.4 | 188.3 | 188.3 | Natural Gas Fired Combined Cycle | NG | CT | 4 | 2006 |  |  | (OP) Operating | Union
15147 | PSEG Fossil LLC | PSEG Linden Generating Station | IPP Non-CHP | NJ | 181.4 | 188.3 | 188.3 | Natural Gas Fired Combined Cycle | NG | CT | 4 | 2006 |  |  | (OP) Operating | Union
15147 | PSEG Fossil LLC | PSEG Linden Generating Station | IPP Non-CHP | NJ | 96.1 | 86 | 86 | Natural Gas Fired Combustion Turbine | NG | GT | 6 | 2000 |  |  | (OP) Operating | Union
15147 | PSEG Fossil LLC | PSEG Linden Generating Station | IPP Non-CHP | NJ | 96.1 | 86 | 86 | Natural Gas Fired Combustion Turbine | NG | GT | 6 | 2000 |  |  | (OP) Operating | Union
15147 | PSEG Fossil LLC | PSEG Linden Generating Station | IPP Non-CHP | NJ | 96.1 | 84 | 84 | Natural Gas Fired Combustion Turbine | NG | GT | 6 | 1995 |  |  | (OP) Operating | Union
15147 | PSEG Fossil LLC | PSEG Linden Generating Station | IPP Non-CHP | NJ | 96.1 | 80.2 | 80.2 | Natural Gas Fired Combustion Turbine | NG | GT | 6 | 1995 |  |  | (OP) Operating | Union
15478 | PSEG Nuclear LLC | PSEG Salem Generating Station | IPP Non-CHP | NJ | 1170 | 1170.2 | 1170.2 | Nuclear | NUC | ST | 6 | 1977 |  |  | (OP) Operating | Salem
15478 | PSEG Nuclear LLC | PSEG Salem Generating Station | IPP Non-CHP | NJ | 1170 | 1158 | 1158 | Nuclear | NUC | ST | 10 | 1981 |  |  | (OP) Operating | Salem
15147 | PSEG Fossil LLC | PSEG Sewaren Generating Station | IPP Non-CHP | NJ | 110.7 | 102.8 | 102.8 | Natural Gas Steam Turbine | NG | ST | 12 | 1948 | 5 | 2018 | (OP) Operating | Middlesex
15147 | PSEG Fossil LLC | PSEG Sewaren Generating Station | IPP Non-CHP | NJ | 107.5 | 118 | 118 | Natural Gas Steam Turbine | NG | ST | 11 | 1948 | 5 | 2018 | (OP) Operating | Middlesex
15147 | PSEG Fossil LLC | PSEG Sewaren Generating Station | IPP Non-CHP | NJ | 107.5 | 106.2 | 106.2 | Natural Gas Steam Turbine | NG | ST | 10 | 1949 | 5 | 2018 | (OP) Operating | Middlesex
15147 | PSEG Fossil LLC | PSEG Sewaren Generating Station | IPP Non-CHP | NJ | 126.5 | 123.6 | 123.6 | Natural Gas Steam Turbine | NG | ST | 7 | 1951 | 5 | 2018 | (OP) Operating | Middlesex
19856 | City of Vineland - (NJ) | Howard Down | Electric Utility | NJ | 68.2 | 55 | 60 | Natural Gas Fired Combustion Turbine | NG | GT | 6 | 2012 |  |  | (OP) Operating | Cumberland
56606 | Calpine New Jersey Generation LLC | Cumberland (NJ) | IPP Non-CHP | NJ | 99.4 | 86.6 | 104.1 | Natural Gas Fired Combustion Turbine | NG | GT | 5 | 1990 |  |  | (OP) Operating | Cumberland
56606 | Calpine New Jersey Generation LLC | Cumberland (NJ) | IPP Non-CHP | NJ | 131.8 | 96.5 | 102 | Natural Gas Fired Combustion Turbine | NG | GT | 6 | 2009 |  |  | (OP) Operating | Cumberland
15478 | PSEG Nuclear LLC | PSEG Hope Creek Generating Station | IPP Non-CHP | NJ | 1290.7 | 1172 | 1172 | Nuclear | NUC | ST | 12 | 1986 |  |  | (OP) Operating | Salem
9726 | Jersey Central Power & Lt Co | Yards Creek | Electric Utility | NJ | 151 | 140 | 140 | Hydroelectric Pumped Storage | WAT | PS | 11 | 1965 |  |  | (OP) Operating | Warren
9726 | Jersey Central Power & Lt Co | Yards Creek | Electric Utility | NJ | 151 | 140 | 140 | Hydroelectric Pumped Storage | WAT | PS | 12 | 1965 |  |  | (OP) Operating | Warren
9726 | Jersey Central Power & Lt Co | Yards Creek | Electric Utility | NJ | 151 | 140 | 140 | Hydroelectric Pumped Storage | WAT | PS | 9 | 1965 |  |  | (OP) Operating | Warren
19856 | City of Vineland - (NJ) | West Station (NJ) | Electric Utility | NJ | 27 | 22.9 | 27.4 | Petroleum Liquids | DFO | GT | 6 | 1972 |  |  | (OP) Operating | Cumberland
61358 | Forked River Power, LLC | Forked River | IPP Non-CHP | NJ | 38.4 | 32.6 | 43.6 | Natural Gas Fired Combustion Turbine | NG | GT | 6 | 1989 |  |  | (OP) Operating | Ocean
61358 | Forked River Power, LLC | Forked River | IPP Non-CHP | NJ | 38.4 | 30.7 | 40.4 | Natural Gas Fired Combustion Turbine | NG | GT | 7 | 1989 |  |  | (OP) Operating | Ocean
56606 | Calpine New Jersey Generation LLC | Sherman Avenue | IPP Non-CHP | NJ | 112.8 | 82.4 | 99 | Natural Gas Fired Combustion Turbine | NG | GT | 5 | 1991 |  |  | (OP) Operating | Cumberland
4458 | Covanta Warren Energy Resource Co LP | Covanta Warren Energy | IPP Non-CHP | NJ | 13.5 | 10 | 10.5 | Municipal Solid Waste | MSW | ST | 9 | 1988 |  |  | (OP) Operating | Warren
14932 | US Operating Services Company | Logan Generating Company LP | IPP CHP | NJ | 242.3 | 219 | 219 | Conventional Steam Coal | BIT | ST | 9 | 1994 |  |  | (OP) Operating | Gloucester
11401 | Mars Wrigley Confectionery US, LLC | Mars Wrigley Confectionery US, LLC | Industrial CHP | NJ | 8.8 | 10 | 7.5 | Natural Gas Fired Combined Cycle | NG | CT | 5 | 1989 |  |  | (OP) Operating | WARREN
50160 | Pedricktown Cogeneration Company LP | Pedricktown Cogeneration Company LP | IPP Non-CHP | NJ | 92.1 | 115.3 | 115.1 | Natural Gas Fired Combined Cycle | NG | CT | 3 | 1992 |  |  | (OP) Operating | Salem
50160 | Pedricktown Cogeneration Company LP | Pedricktown Cogeneration Company LP | IPP Non-CHP | NJ | 42.4 |  |  | Natural Gas Fired Combined Cycle | NG | CA | 3 | 1992 |  |  | (OP) Operating | Salem
59069 | CIP II/AR Bridgewater Holdings LLC | CIP II/AR Bridgewater Holdings - NJCOE | Commercial CHP | NJ | 5 | 4.1 | 4.1 | Natural Gas Fired Combustion Turbine | NG | GT | 11 | 2002 |  |  | (OP) Operating | Somerset
12311 | Merck & Co Inc | Merck Rahway Power Plant | Industrial CHP | NJ | 10.8 | 10 | 10.2 | Natural Gas Steam Turbine | NG | ST | 1 | 2004 |  |  | (OP) Operating | Union
12311 | Merck & Co Inc | Merck Rahway Power Plant | Industrial CHP | NJ | 5 | 4.5 | 4.5 | All Other | OTH | ST | 1 | 2018 |  |  | (OP) Operating | Union
12311 | Merck & Co Inc | Merck Rahway Power Plant | Industrial CHP | NJ | 0.5 | 0.5 | 0.5 | Solar Photovoltaic | SUN | PV | 12 | 2005 |  |  | (OP) Operating | Union
22290 | North Jersey Energy Assoc LP | Sayreville Cogeneration Facility | IPP Non-CHP | NJ | 143.4 | 112 | 127.8 | Natural Gas Fired Combined Cycle | NG | CT | 8 | 1991 |  |  | (OP) Operating | Middlesex
22290 | North Jersey Energy Assoc LP | Sayreville Cogeneration Facility | IPP Non-CHP | NJ | 143.4 | 112 | 127.8 | Natural Gas Fired Combined Cycle | NG | CT | 8 | 1991 |  |  | (OP) Operating | Middlesex
22290 | North Jersey Energy Assoc LP | Sayreville Cogeneration Facility | IPP Non-CHP | NJ | 143.4 | 68 | 77.5 | Natural Gas Fired Combined Cycle | NG | CA | 8 | 1991 |  |  | (OP) Operating | Middlesex
49966 | Covanta Camden Energy Recovery Center | Camden Resource Recovery Facility | IPP Non-CHP | NJ | 17.5 | 16.5 | 16.5 | Municipal Solid Waste | MSW | ST | 3 | 1991 |  |  | (OP) Operating | Camden
49966 | Covanta Camden Energy Recovery Center | Camden Resource Recovery Facility | IPP Non-CHP | NJ | 17.5 | 16.5 | 16.5 | Municipal Solid Waste | MSW | ST | 3 | 1991 |  |  | (OP) Operating | Camden
14932 | US Operating Services Company | Chambers Cogeneration LP | IPP CHP | NJ | 285 | 244 | 242 | Conventional Steam Coal | BIT | ST | 3 | 1994 |  |  | (OP) Operating | Salem
542 | Covanta Essex Company | Covanta Essex Company | IPP Non-CHP | NJ | 34.9 | 30 | 30 | Municipal Solid Waste | MSW | ST | 11 | 1990 |  |  | (OP) Operating | Essex
542 | Covanta Essex Company | Covanta Essex Company | IPP Non-CHP | NJ | 34.9 | 30 | 30 | Municipal Solid Waste | MSW | ST | 11 | 1990 |  |  | (OP) Operating | Essex
56516 | Morris Energy Operations Company, LLC | Camden Plant Holding LLC | IPP Non-CHP | NJ | 95.2 | 145 | 144.7 | Natural Gas Fired Combined Cycle | NG | CT | 2 | 1993 |  |  | (OP) Operating | Camden
56516 | Morris Energy Operations Company, LLC | Camden Plant Holding LLC | IPP Non-CHP | NJ | 61.8 |  |  | Natural Gas Fired Combined Cycle | NG | CA | 2 | 1993 |  |  | (OP) Operating | Camden
5530 | E F Kenilworth LLC | Kenilworth Energy Facility | IPP CHP | NJ | 22 | 20 | 22 | Natural Gas Fired Combined Cycle | NG | CT | 3 | 1989 |  |  | (OP) Operating | Union
5530 | E F Kenilworth LLC | Kenilworth Energy Facility | IPP CHP | NJ | 6.8 | 4.5 | 5.5 | Natural Gas Fired Combined Cycle | NG | CA | 4 | 1989 |  |  | (OP) Operating | Union
3890 | EFS Cogen Holdings I LLC | Linden Cogen Plant | IPP CHP | NJ | 95.2 | 99.6 | 100 | Natural Gas Fired Combined Cycle | NG | CT | 3 | 1992 |  |  | (OP) Operating | Union
3890 | EFS Cogen Holdings I LLC | Linden Cogen Plant | IPP CHP | NJ | 95.2 | 99.6 | 100 | Natural Gas Fired Combined Cycle | NG | CT | 3 | 1992 |  |  | (OP) Operating | Union
3890 | EFS Cogen Holdings I LLC | Linden Cogen Plant | IPP CHP | NJ | 95.2 | 99.6 | 100 | Natural Gas Fired Combined Cycle | NG | CT | 4 | 1992 |  |  | (OP) Operating | Union
3890 | EFS Cogen Holdings I LLC | Linden Cogen Plant | IPP CHP | NJ | 95.2 | 99.6 | 100 | Natural Gas Fired Combined Cycle | NG | CT | 3 | 1992 |  |  | (OP) Operating | Union
3890 | EFS Cogen Holdings I LLC | Linden Cogen Plant | IPP CHP | NJ | 95.2 | 99.6 | 100 | Natural Gas Fired Combined Cycle | NG | CT | 4 | 1992 |  |  | (OP) Operating | Union
3890 | EFS Cogen Holdings I LLC | Linden Cogen Plant | IPP CHP | NJ | 212.5 | 158.3 | 179.9 | Natural Gas Fired Combined Cycle | NG | CT | 1 | 2002 |  |  | (OP) Operating | Union
3890 | EFS Cogen Holdings I LLC | Linden Cogen Plant | IPP CHP | NJ | 95.2 | 99.6 | 100 | Natural Gas Fired Combined Cycle | NG | CA | 3 | 1992 |  |  | (OP) Operating | Union
3890 | EFS Cogen Holdings I LLC | Linden Cogen Plant | IPP CHP | NJ | 95.2 | 99.6 | 100 | Natural Gas Fired Combined Cycle | NG | CA | 3 | 1992 |  |  | (OP) Operating | Union
3890 | EFS Cogen Holdings I LLC | Linden Cogen Plant | IPP CHP | NJ | 95.2 | 99.5 | 100 | Natural Gas Fired Combined Cycle | NG | CA | 4 | 1992 |  |  | (OP) Operating | Union
19148 | Veolia Energy Trenton L.P | Veolia Energy Trenton L.P. | Commercial CHP | NJ | 6 | 5.8 | 5.8 | Natural Gas Internal Combustion Engine | NG | IC | 12 | 1983 |  |  | (OP) Operating | Mercer
55846 | Newark Bay Cogeneration Partnership LP | Newark Bay Cogeneration Partnership LP | IPP Non-CHP | NJ | 42 | 120.2 | 136.2 | Natural Gas Fired Combined Cycle | NG | CT | 5 | 1993 |  |  | (OP) Operating | Essex
55846 | Newark Bay Cogeneration Partnership LP | Newark Bay Cogeneration Partnership LP | IPP Non-CHP | NJ | 42 |  |  | Natural Gas Fired Combined Cycle | NG | CT | 4 | 1993 |  |  | (OP) Operating | Essex
55846 | Newark Bay Cogeneration Partnership LP | Newark Bay Cogeneration Partnership LP | IPP Non-CHP | NJ | 55 |  |  | Natural Gas Fired Combined Cycle | NG | CA | 6 | 1993 |  |  | (OP) Operating | Essex
58485 | Rutgers, The State University of NJ | Rutgers Biomedical and Health Cogen | Commercial CHP | NJ | 3.5 | 3.4 | 3.7 | Natural Gas Fired Combustion Turbine | NG | GT | 7 | 1989 |  |  | (OP) Operating | Essex
58485 | Rutgers, The State University of NJ | Rutgers Biomedical and Health Cogen | Commercial CHP | NJ | 3.5 | 3.4 | 3.7 | Natural Gas Fired Combustion Turbine | NG | GT | 7 | 1989 |  |  | (OP) Operating | Essex
58485 | Rutgers, The State University of NJ | Rutgers Biomedical and Health Cogen | Commercial CHP | NJ | 3.5 | 3.4 | 3.7 | Natural Gas Fired Combustion Turbine | NG | GT | 7 | 1989 |  |  | (OP) Operating | Essex
56516 | Morris Energy Operations Company, LLC | Bayonne Plant Holding LLC | IPP CHP | NJ | 43.4 | 163 | 179 | Natural Gas Fired Combined Cycle | NG | CT | 7 | 1988 | 6 | 2018 | (OP) Operating | Hudson
56516 | Morris Energy Operations Company, LLC | Bayonne Plant Holding LLC | IPP CHP | NJ | 43.4 |  |  | Natural Gas Fired Combined Cycle | NG | CT | 7 | 1988 | 6 | 2018 | (OP) Operating | Hudson
56516 | Morris Energy Operations Company, LLC | Bayonne Plant Holding LLC | IPP CHP | NJ | 43.4 |  |  | Natural Gas Fired Combined Cycle | NG | CT | 7 | 1988 | 6 | 2018 | (OP) Operating | Hudson
56516 | Morris Energy Operations Company, LLC | Bayonne Plant Holding LLC | IPP CHP | NJ | 61.4 |  |  | Natural Gas Fired Combined Cycle | NG | CA | 7 | 1988 | 6 | 2018 | (OP) Operating | Hudson
49942 | Eagle Point Power Generation LLC | Eagle Point Power Generation | IPP Non-CHP | NJ | 90 | 85 | 90 | Natural Gas Fired Combined Cycle | NG | CT | 11 | 1990 |  |  | (OP) Operating | Gloucester
49942 | Eagle Point Power Generation LLC | Eagle Point Power Generation | IPP Non-CHP | NJ | 90 | 85 | 90 | Natural Gas Fired Combined Cycle | NG | CT | 11 | 1990 |  |  | (OP) Operating | Gloucester
49942 | Eagle Point Power Generation LLC | Eagle Point Power Generation | IPP Non-CHP | NJ | 45 | 40 | 45 | Natural Gas Fired Combined Cycle | NG | CA | 4 | 1991 |  |  | (OP) Operating | Gloucester
49942 | Eagle Point Power Generation LLC | Eagle Point Power Generation | IPP Non-CHP | NJ | 26.8 | 26.8 | 26.8 | Natural Gas Fired Combined Cycle | NG | CA | 5 | 2016 |  |  | (OP) Operating | Gloucester
19691 | Paulsboro Refining Company - LLC | Paulsboro Refinery | Industrial CHP | NJ | 30.5 | 25 | 30.5 | Natural Gas Fired Combustion Turbine | NG | GT | 9 | 1991 |  |  | (OP) Operating | Gloucester
19691 | Paulsboro Refining Company - LLC | Paulsboro Refinery | Industrial CHP | NJ | 15 | 11.7 | 12.7 | Other Gases | OG | ST | 8 | 1982 |  |  | (OP) Operating | Gloucester
19691 | Paulsboro Refining Company - LLC | Paulsboro Refinery | Industrial CHP | NJ | 15 | 11.7 | 12.7 | Other Gases | OG | ST | 9 | 1991 |  |  | (OP) Operating | Gloucester
19691 | Paulsboro Refining Company - LLC | Paulsboro Refinery | Industrial CHP | NJ | 18 | 11.6 | 11.6 | Petroleum Coke | PC | OT | 11 | 2006 |  |  | (OP) Operating | Gloucester
55914 | GE Energy Financial Services | Parlin Power Plant | IPP Non-CHP | NJ | 45.9 | 35.9 | 42.2 | Natural Gas Fired Combined Cycle | NG | CT | 6 | 1991 |  |  | (OP) Operating | Middlesex
55914 | GE Energy Financial Services | Parlin Power Plant | IPP Non-CHP | NJ | 45.9 | 37.5 | 43.7 | Natural Gas Fired Combined Cycle | NG | CT | 6 | 1991 |  |  | (OP) Operating | Middlesex
55914 | GE Energy Financial Services | Parlin Power Plant | IPP Non-CHP | NJ | 21.6 | 20.6 | 20.6 | Natural Gas Fired Combined Cycle | NG | CA | 6 | 1991 |  |  | (OP) Operating | Middlesex
55914 | GE Energy Financial Services | Parlin Power Plant | IPP Non-CHP | NJ | 21.6 | 20.6 | 20.6 | Natural Gas Fired Combined Cycle | NG | CA | 6 | 1991 |  |  | (OP) Operating | Middlesex
56516 | Morris Energy Operations Company, LLC | Elmwood Energy Holdings LLC | IPP Non-CHP | NJ | 59 | 70 | 70 | Natural Gas Fired Combined Cycle | NG | CT | 4 | 1989 |  |  | (OP) Operating | Bergen
56516 | Morris Energy Operations Company, LLC | Elmwood Energy Holdings LLC | IPP Non-CHP | NJ | 24 |  |  | Natural Gas Fired Combined Cycle | NG | CA | 5 | 1989 |  |  | (OP) Operating | Bergen
20541 | Wheelabrator Environmental Systems | Wheelabrator Gloucester LP | IPP Non-CHP | NJ | 14 | 12 | 12 | Municipal Solid Waste | MSW | ST | 1 | 1990 |  |  | (OP) Operating | Gloucester
4440 | Covanta Union Operations LLC | Union County Resource Recovery | Commercial Non-CHP | NJ | 45 | 37.5 | 38.5 | Municipal Solid Waste | MSW | ST | 2 | 1994 |  |  | (OP) Operating | Union
57280 | Eagle Creek RE LLC | Great Falls Hydro Project | IPP Non-CHP | NJ | 4.1 | 3.3 | 3.3 | Conventional Hydroelectric | WAT | HY | 12 | 1985 |  |  | (OP) Operating | Passaic
57280 | Eagle Creek RE LLC | Great Falls Hydro Project | IPP Non-CHP | NJ | 4.1 | 3.3 | 3.3 | Conventional Hydroelectric | WAT | HY | 12 | 1985 |  |  | (OP) Operating | Passaic
57280 | Eagle Creek RE LLC | Great Falls Hydro Project | IPP Non-CHP | NJ | 4.1 | 3.3 | 3.3 | Conventional Hydroelectric | WAT | HY | 12 | 1985 |  |  | (OP) Operating | Passaic
13943 | Ocean County Utilities Auth | Bayville Central Facility | Commercial CHP | NJ | 0.3 | 0.3 | 0.3 | Other Waste Biomass | OBG | IC | 9 | 1988 |  |  | (OP) Operating | Ocean
13943 | Ocean County Utilities Auth | Bayville Central Facility | Commercial CHP | NJ | 0.3 | 0.3 | 0.3 | Other Waste Biomass | OBG | IC | 9 | 1988 |  |  | (OP) Operating | Ocean
13943 | Ocean County Utilities Auth | Bayville Central Facility | Commercial CHP | NJ | 0.3 | 0.3 | 0.3 | Other Waste Biomass | OBG | IC | 9 | 1988 |  |  | (OP) Operating | Ocean
13943 | Ocean County Utilities Auth | Bayville Central Facility | Commercial CHP | NJ | 1.5 | 1.5 | 1.5 | Petroleum Liquids | DFO | IC | 5 | 2002 |  |  | (OP) Operating | Ocean
13943 | Ocean County Utilities Auth | Bayville Central Facility | Commercial CHP | NJ | 1.5 | 1.5 | 1.5 | Petroleum Liquids | DFO | IC | 5 | 2002 |  |  | (OP) Operating | Ocean
13943 | Ocean County Utilities Auth | Bayville Central Facility | Commercial CHP | NJ | 1.5 | 1.5 | 1.5 | Petroleum Liquids | DFO | IC | 5 | 2002 |  |  | (OP) Operating | Ocean
13943 | Ocean County Utilities Auth | Bayville Central Facility | Commercial CHP | NJ | 1.5 | 1.5 | 1.5 | Petroleum Liquids | DFO | IC | 5 | 2002 |  |  | (OP) Operating | Ocean
13943 | Ocean County Utilities Auth | Bayville Central Facility | Commercial CHP | NJ | 0.2 | 0.2 | 0.1 | Solar Photovoltaic | SUN | PV | 5 | 2007 |  |  | (OP) Operating | Ocean
2265 | Bristol-Myers Squibb Co | Bristol Myers Squibb New Brunswick | Industrial CHP | NJ | 9.5 | 8.8 | 10.5 | Natural Gas Fired Combustion Turbine | NG | GT | 7 | 1992 |  |  | (OP) Operating | Middlesex
56355 | LES Project Holdings LLC | Ocean County Landfill | IPP Non-CHP | NJ | 0.8 | 0.8 | 0.8 | Landfill Gas | LFG | IC | 2 | 1997 |  |  | (OP) Operating | Ocean
56355 | LES Project Holdings LLC | Ocean County Landfill | IPP Non-CHP | NJ | 1.6 | 1.5 | 1.5 | Landfill Gas | LFG | IC | 6 | 2006 |  |  | (OP) Operating | Ocean
56355 | LES Project Holdings LLC | Ocean County Landfill | IPP Non-CHP | NJ | 1.6 | 1.5 | 1.5 | Landfill Gas | LFG | IC | 6 | 2006 |  |  | (OP) Operating | Ocean
56355 | LES Project Holdings LLC | Ocean County Landfill | IPP Non-CHP | NJ | 1.6 | 1.5 | 1.5 | Landfill Gas | LFG | IC | 6 | 2006 |  |  | (OP) Operating | Ocean
56355 | LES Project Holdings LLC | Ocean County Landfill | IPP Non-CHP | NJ | 0.8 | 0.8 | 0.8 | Landfill Gas | LFG | IC | 2 | 1997 |  |  | (OP) Operating | Ocean
56355 | LES Project Holdings LLC | Ocean County Landfill | IPP Non-CHP | NJ | 0.8 | 0.8 | 0.8 | Landfill Gas | LFG | IC | 2 | 1997 |  |  | (OP) Operating | Ocean
56355 | LES Project Holdings LLC | Ocean County Landfill | IPP Non-CHP | NJ | 0.8 | 0.8 | 0.8 | Landfill Gas | LFG | IC | 2 | 1997 |  |  | (OP) Operating | Ocean
56355 | LES Project Holdings LLC | Ocean County Landfill | IPP Non-CHP | NJ | 0.8 | 0.8 | 0.8 | Landfill Gas | LFG | IC | 2 | 1997 |  |  | (OP) Operating | Ocean
56355 | LES Project Holdings LLC | Ocean County Landfill | IPP Non-CHP | NJ | 0.8 | 0.8 | 0.8 | Landfill Gas | LFG | IC | 2 | 1997 |  |  | (OP) Operating | Ocean
56355 | LES Project Holdings LLC | Ocean County Landfill | IPP Non-CHP | NJ | 1.6 | 1.5 | 1.5 | Landfill Gas | LFG | IC | 6 | 2006 |  |  | (OP) Operating | Ocean
56355 | LES Project Holdings LLC | Ocean County Landfill | IPP Non-CHP | NJ | 1.6 | 1.5 | 1.5 | Landfill Gas | LFG | IC | 6 | 2006 |  |  | (OP) Operating | Ocean
56355 | LES Project Holdings LLC | Ocean County Landfill | IPP Non-CHP | NJ | 1.6 | 1.5 | 1.5 | Landfill Gas | LFG | IC | 6 | 2006 |  |  | (OP) Operating | Ocean
22131 | Red Oak Operating Services LLC | Red Oak Power LLC | IPP Non-CHP | NJ | 180.2 | 165.3 | 182.7 | Natural Gas Fired Combined Cycle | NG | CT | 3 | 2002 |  |  | (OP) Operating | Middlesex
22131 | Red Oak Operating Services LLC | Red Oak Power LLC | IPP Non-CHP | NJ | 180.2 | 165.3 | 182.7 | Natural Gas Fired Combined Cycle | NG | CT | 3 | 2002 |  |  | (OP) Operating | Middlesex
22131 | Red Oak Operating Services LLC | Red Oak Power LLC | IPP Non-CHP | NJ | 180.2 | 165.3 | 182.7 | Natural Gas Fired Combined Cycle | NG | CT | 3 | 2002 |  |  | (OP) Operating | Middlesex
22131 | Red Oak Operating Services LLC | Red Oak Power LLC | IPP Non-CHP | NJ | 280.5 | 270 | 275 | Natural Gas Fired Combined Cycle | NG | CA | 4 | 2002 |  |  | (OP) Operating | Middlesex
12773 | Monmouth Energy Inc | Monmouth Landfill Gas to Energy | IPP Non-CHP | NJ | 4.9 | 3.3 | 4.1 | Landfill Gas | LFG | GT | 7 | 1998 |  |  | (OP) Operating | Monmouth
12773 | Monmouth Energy Inc | Monmouth Landfill Gas to Energy | IPP Non-CHP | NJ | 4.9 | 3.3 | 4.1 | Landfill Gas | LFG | GT | 7 | 1998 |  |  | (OP) Operating | Monmouth
60789 | Nautilus Power LLC | NAEA Ocean Peaking Power LLC | IPP Non-CHP | NJ | 191.5 | 162.8 | 187.7 | Natural Gas Fired Combustion Turbine | NG | GT | 5 | 2003 |  |  | (OP) Operating | Ocean
60789 | Nautilus Power LLC | NAEA Ocean Peaking Power LLC | IPP Non-CHP | NJ | 191.5 | 162.8 | 187.7 | Natural Gas Fired Combustion Turbine | NG | GT | 5 | 2003 |  |  | (OP) Operating | Ocean
49775 | Middlesex Generating Company LLC | Middlesex Generating Facility | IPP CHP | NJ | 6 | 4.1 | 4.9 | Landfill Gas | LFG | CT | 10 | 2001 |  |  | (OP) Operating | MIDDLESEX
49775 | Middlesex Generating Company LLC | Middlesex Generating Facility | IPP CHP | NJ | 6 | 4.1 | 4.9 | Landfill Gas | LFG | CT | 10 | 2001 |  |  | (OP) Operating | MIDDLESEX
49775 | Middlesex Generating Company LLC | Middlesex Generating Facility | IPP CHP | NJ | 10.5 | 10.6 | 10.6 | Landfill Gas | LFG | CA | 1 | 1961 |  |  | (OP) Operating | MIDDLESEX
49812 | NEO Freehold Gen LLC | NEO Freehold Gen LLC | IPP CHP | NJ | 1.1 | 1.1 | 1.1 | Natural Gas Internal Combustion Engine | NG | IC | 10 | 1997 |  |  | (OP) Operating | Monmouth
49812 | NEO Freehold Gen LLC | NEO Freehold Gen LLC | IPP CHP | NJ | 1.1 | 1.1 | 1.1 | Natural Gas Internal Combustion Engine | NG | IC | 10 | 1997 |  |  | (OP) Operating | Monmouth
50095 | Phillips 66 | Bayway Refinery | Industrial Non-CHP | NJ | 11.2 | 11.2 | 11.2 | All Other | WH | OT | 12 | 1967 |  |  | (OP) Operating | Union
50123 | Leeward Asset Management, LLC | Jersey-Atlantic Wind Farm | IPP Non-CHP | NJ | 7.5 | 7.5 | 7.5 | Onshore Wind Turbine | WND | WT | 3 | 2006 |  |  | (OP) Operating | Atlantic
57249 | EPP Renewable Energy | Pennsauken Landfill | IPP Non-CHP | NJ | 0.9 | 0.9 | 0.9 | Landfill Gas | LFG | IC | 12 | 2004 |  |  | (OP) Operating | Camden
57249 | EPP Renewable Energy | Pennsauken Landfill | IPP Non-CHP | NJ | 0.9 | 0.9 | 0.9 | Landfill Gas | LFG | IC | 12 | 2004 |  |  | (OP) Operating | Camden
57249 | EPP Renewable Energy | Haworth Water Treatment Plant | IPP Non-CHP | NJ | 2 | 2 | 2 | Natural Gas Internal Combustion Engine | NG | IC | 12 | 2004 |  |  | (OP) Operating | Bergen
57249 | EPP Renewable Energy | Haworth Water Treatment Plant | IPP Non-CHP | NJ | 2 | 2 | 2 | Natural Gas Internal Combustion Engine | NG | IC | 12 | 2004 |  |  | (OP) Operating | Bergen
57249 | EPP Renewable Energy | Haworth Water Treatment Plant | IPP Non-CHP | NJ | 2 | 2 | 2 | Natural Gas Internal Combustion Engine | NG | IC | 12 | 2004 |  |  | (OP) Operating | Bergen
57249 | EPP Renewable Energy | Haworth Water Treatment Plant | IPP Non-CHP | NJ | 2 | 2 | 2 | Natural Gas Internal Combustion Engine | NG | IC | 12 | 2004 |  |  | (OP) Operating | Bergen
57249 | EPP Renewable Energy | Haworth Water Treatment Plant | IPP Non-CHP | NJ | 4 | 3.9 | 3.9 | Petroleum Liquids | DFO | IC | 1 | 2018 |  |  | (OP) Operating | Bergen
57249 | EPP Renewable Energy | Haworth Water Treatment Plant | IPP Non-CHP | NJ | 4 | 3.9 | 3.9 | Petroleum Liquids | DFO | IC | 1 | 2018 |  |  | (OP) Operating | Bergen
59100 | Sunlight General Solar Fund II, LLC | Hall's Warehouse Solar Project | IPP Non-CHP | NJ | 1.6 | 1.6 | 1.6 | Solar Photovoltaic | SUN | PV | 2 | 2009 |  |  | (OP) Operating | Middlesex
57249 | EPP Renewable Energy | Pennsauken Solar | IPP Non-CHP | NJ | 0.2 | 0.2 | 0.2 | Solar Photovoltaic | SUN | PV | 6 | 2006 |  |  | (OP) Operating | Camden
57249 | EPP Renewable Energy | Pennsauken Solar | IPP Non-CHP | NJ | 0.2 | 0.2 | 0.2 | Solar Photovoltaic | SUN | PV | 6 | 2006 |  |  | (OP) Operating | Camden
57249 | EPP Renewable Energy | Pennsauken Solar | IPP Non-CHP | NJ | 0.1 | 0.1 | 0.1 | Solar Photovoltaic | SUN | PV | 12 | 2007 |  |  | (OP) Operating | Camden
57249 | EPP Renewable Energy | Pennsauken Solar | IPP Non-CHP | NJ | 0.2 | 0.2 | 0.2 | Solar Photovoltaic | SUN | PV | 12 | 2007 |  |  | (OP) Operating | Camden
57249 | EPP Renewable Energy | Pennsauken Solar | IPP Non-CHP | NJ | 0.1 | 0.1 | 0.1 | Solar Photovoltaic | SUN | PV | 12 | 2007 |  |  | (OP) Operating | Camden
57249 | EPP Renewable Energy | Pennsauken Solar | IPP Non-CHP | NJ | 0.2 | 0.2 | 0.2 | Solar Photovoltaic | SUN | PV | 12 | 2007 |  |  | (OP) Operating | Camden
57249 | EPP Renewable Energy | Pennsauken Solar | IPP Non-CHP | NJ | 0.2 | 0.2 | 0.2 | Solar Photovoltaic | SUN | PV | 12 | 2007 |  |  | (OP) Operating | Camden
57249 | EPP Renewable Energy | Pennsauken Solar | IPP Non-CHP | NJ | 0.2 | 0.2 | 0.2 | Solar Photovoltaic | SUN | PV | 12 | 2007 |  |  | (OP) Operating | Camden
57249 | EPP Renewable Energy | Pennsauken Solar | IPP Non-CHP | NJ | 0.1 | 0.1 | 0.1 | Solar Photovoltaic | SUN | PV | 12 | 2007 |  |  | (OP) Operating | Camden
57249 | EPP Renewable Energy | Pennsauken Solar | IPP Non-CHP | NJ | 2.4 | 2.4 | 2.4 | Solar Photovoltaic | SUN | PV | 2 | 2018 |  |  | (OP) Operating | Camden
57249 | EPP Renewable Energy | Cumberland County Solid Waste Complex | IPP Non-CHP | NJ | 1.6 | 1.6 | 1.6 | Landfill Gas | LFG | IC | 11 | 2008 |  |  | (OP) Operating | Cumberland
57249 | EPP Renewable Energy | Cumberland County Solid Waste Complex | IPP Non-CHP | NJ | 1.6 | 1.6 | 1.6 | Landfill Gas | LFG | IC | 11 | 2008 |  |  | (OP) Operating | Cumberland
57249 | EPP Renewable Energy | Cumberland County Solid Waste Complex | IPP Non-CHP | NJ | 1.6 | 1.6 | 1.6 | Landfill Gas | LFG | IC | 11 | 2008 |  |  | (OP) Operating | Cumberland
57249 | EPP Renewable Energy | Warren County Solar | IPP Non-CHP | NJ | 0.5 | 0.5 | 0.5 | Solar Photovoltaic | SUN | PV | 6 | 2012 |  |  | (OP) Operating | Warren
57249 | EPP Renewable Energy | Warren County Solar | IPP Non-CHP | NJ | 0.5 | 0.5 | 0.5 | Solar Photovoltaic | SUN | PV | 6 | 2012 |  |  | (OP) Operating | Warren
57249 | EPP Renewable Energy | Warren County Solar | IPP Non-CHP | NJ | 0.5 | 0.5 | 0.5 | Solar Photovoltaic | SUN | PV | 6 | 2012 |  |  | (OP) Operating | Warren
57249 | EPP Renewable Energy | Warren County Solar | IPP Non-CHP | NJ | 0.5 | 0.5 | 0.5 | Solar Photovoltaic | SUN | PV | 6 | 2012 |  |  | (OP) Operating | Warren
57249 | EPP Renewable Energy | PPL Renewable Energy Merck Solar | IPP Non-CHP | NJ | 1.7 | 1.7 | 1.7 | Solar Photovoltaic | SUN | PV | 5 | 2009 |  |  | (OP) Operating | Union
57044 | Constellation Solar New Jersey, LLC | Atlantic City Convention Center | Commercial Non-CHP | NJ | 0.5 | 0.5 | 0.3 | Solar Photovoltaic | SUN | PV | 12 | 2008 |  |  | (OP) Operating | Atlantic
57044 | Constellation Solar New Jersey, LLC | Atlantic City Convention Center | Commercial Non-CHP | NJ | 0.5 | 0.5 | 0.3 | Solar Photovoltaic | SUN | PV | 12 | 2008 |  |  | (OP) Operating | Atlantic
57044 | Constellation Solar New Jersey, LLC | Atlantic City Convention Center | Commercial Non-CHP | NJ | 0.5 | 0.5 | 0.3 | Solar Photovoltaic | SUN | PV | 12 | 2008 |  |  | (OP) Operating | Atlantic
57044 | Constellation Solar New Jersey, LLC | Atlantic City Convention Center | Commercial Non-CHP | NJ | 0.5 | 0.5 | 0.3 | Solar Photovoltaic | SUN | PV | 12 | 2008 |  |  | (OP) Operating | Atlantic
56236 | West Deptford Energy LLC | West Deptford Energy Station | IPP Non-CHP | NJ | 225.3 | 212 | 219 | Natural Gas Fired Combined Cycle | NG | CT | 10 | 2014 |  |  | (OP) Operating | Gloucester
56236 | West Deptford Energy LLC | West Deptford Energy Station | IPP Non-CHP | NJ | 225.3 | 212 | 219 | Natural Gas Fired Combined Cycle | NG | CT | 10 | 2014 |  |  | (OP) Operating | Gloucester
56236 | West Deptford Energy LLC | West Deptford Energy Station | IPP Non-CHP | NJ | 304 | 304 | 304 | Natural Gas Fired Combined Cycle | NG | CA | 10 | 2014 |  |  | (OP) Operating | Gloucester
56267 | Bayonne Energy Center LLC | Bayonne Energy Center | IPP Non-CHP | NJ | 64 | 59.9 | 63.1 | Natural Gas Fired Combustion Turbine | NG | GT | 6 | 2012 |  |  | (OP) Operating | Hudson
56267 | Bayonne Energy Center LLC | Bayonne Energy Center | IPP Non-CHP | NJ | 64 | 58.9 | 62.7 | Natural Gas Fired Combustion Turbine | NG | GT | 6 | 2012 |  |  | (OP) Operating | Hudson
56267 | Bayonne Energy Center LLC | Bayonne Energy Center | IPP Non-CHP | NJ | 64 | 60 | 62.7 | Natural Gas Fired Combustion Turbine | NG | GT | 6 | 2012 |  |  | (OP) Operating | Hudson
56267 | Bayonne Energy Center LLC | Bayonne Energy Center | IPP Non-CHP | NJ | 64 | 57.9 | 62.4 | Natural Gas Fired Combustion Turbine | NG | GT | 6 | 2012 |  |  | (OP) Operating | Hudson
56267 | Bayonne Energy Center LLC | Bayonne Energy Center | IPP Non-CHP | NJ | 64 | 59.9 | 63.2 | Natural Gas Fired Combustion Turbine | NG | GT | 6 | 2012 |  |  | (OP) Operating | Hudson
56267 | Bayonne Energy Center LLC | Bayonne Energy Center | IPP Non-CHP | NJ | 64 | 58.1 | 62.2 | Natural Gas Fired Combustion Turbine | NG | GT | 6 | 2012 |  |  | (OP) Operating | Hudson
56267 | Bayonne Energy Center LLC | Bayonne Energy Center | IPP Non-CHP | NJ | 64 | 58.6 | 62.7 | Natural Gas Fired Combustion Turbine | NG | GT | 6 | 2012 |  |  | (OP) Operating | Hudson
56267 | Bayonne Energy Center LLC | Bayonne Energy Center | IPP Non-CHP | NJ | 64 | 59.9 | 62.8 | Natural Gas Fired Combustion Turbine | NG | GT | 6 | 2012 |  |  | (OP) Operating | Hudson
56610 | Calpine Vineland Solar LLC | Calpine Vineland Solar LLC | IPP Non-CHP | NJ | 2.3 | 2.3 | 2.3 | Solar Photovoltaic | SUN | PV | 8 | 2009 |  |  | (OP) Operating | Cumberland
56610 | Calpine Vineland Solar LLC | Calpine Vineland Solar LLC | IPP Non-CHP | NJ | 1.8 | 1.8 | 1.8 | Solar Photovoltaic | SUN | PV | 12 | 2009 |  |  | (OP) Operating | Cumberland
56584 | PSEG Solar Hackettstown LLC | PSEG Hackettstown | IPP Non-CHP | NJ | 2.2 | 2.2 | 2.2 | Solar Photovoltaic | SUN | PV | 9 | 2009 |  |  | (OP) Operating | Warren
15477 | Public Service Elec & Gas Co | Silver Lake Solar Farm | Electric Utility | NJ | 1.7 | 1.7 | 1.7 | Solar Photovoltaic | SUN | PV | 10 | 2010 |  |  | (OP) Operating | Middlesex
15477 | Public Service Elec & Gas Co | Trenton Solar Farm | Electric Utility | NJ | 1 | 1 | 1 | Solar Photovoltaic | SUN | PV | 10 | 2010 |  |  | (OP) Operating | Mercer
15477 | Public Service Elec & Gas Co | Linden Solar Farm | Electric Utility | NJ | 2.7 | 2.7 | 2.7 | Solar Photovoltaic | SUN | PV | 12 | 2010 |  |  | (OP) Operating | Union
15477 | Public Service Elec & Gas Co | Yardville Solar Farm | Electric Utility | NJ | 3.6 | 3.6 | 3.6 | Solar Photovoltaic | SUN | PV | 12 | 2010 |  |  | (OP) Operating | Mercer
15477 | Public Service Elec & Gas Co | WEA Texas Bayonne | Electric Utility | NJ | 1.5 | 1.5 | 1.5 | Solar Photovoltaic | SUN | PV | 12 | 2010 |  |  | (OP) Operating | Hudson
15477 | Public Service Elec & Gas Co | Matrix Buildings A&B (Perth Amboy) Solar | Electric Utility | NJ | 2.5 | 2.5 | 2.5 | Solar Photovoltaic | SUN | PV | 1 | 2011 |  |  | (OP) Operating | Middlesex
56728 | Dow Jones & Co | Dow Jones South Brunswick Solar | IPP Non-CHP | NJ | 2.5 | 2.5 | 2 | Solar Photovoltaic | SUN | PV | 12 | 2010 |  |  | (OP) Operating | Middlesex
56728 | Dow Jones & Co | Dow Jones South Brunswick Solar | IPP Non-CHP | NJ | 1.6 | 1.6 | 1.6 | Solar Photovoltaic | SUN | PV | 3 | 2011 |  |  | (OP) Operating | Middlesex
56769 | Consolidated Edison Development Inc. | Pilesgrove | IPP Non-CHP | NJ | 18 | 17.7 | 17.7 | Solar Photovoltaic | SUN | PV | 8 | 2011 |  |  | (OP) Operating | Salem
56777 | Avidan Energy Solutions | 145 Talmadge Solar | IPP Non-CHP | NJ | 3.8 | 3.8 | 3.8 | Solar Photovoltaic | SUN | PV | 4 | 2011 |  |  | (OP) Operating | Middlesex
56769 | Consolidated Edison Development Inc. | Murray Hill Solar | IPP Non-CHP | NJ | 1 | 1 | 1 | Solar Photovoltaic | SUN | PV | 5 | 2011 |  |  | (OP) Operating | Union
56769 | Consolidated Edison Development Inc. | Flemington Solar | IPP Non-CHP | NJ | 8 | 7.9 | 7.9 | Solar Photovoltaic | SUN | PV | 12 | 2011 |  |  | (OP) Operating | Hunterdon
56769 | Consolidated Edison Development Inc. | Frenchtown I Solar | IPP Non-CHP | NJ | 3 | 3 | 3 | Solar Photovoltaic | SUN | PV | 1 | 2012 |  |  | (OP) Operating | Hunterdon
56769 | Consolidated Edison Development Inc. | Frenchtown II Solar | IPP Non-CHP | NJ | 3 | 3 | 3 | Solar Photovoltaic | SUN | PV | 12 | 2011 |  |  | (OP) Operating | Hunterdon
56769 | Consolidated Edison Development Inc. | Lebanon Solar | IPP Non-CHP | NJ | 2 | 2 | 2 | Solar Photovoltaic | SUN | PV | 12 | 2011 |  |  | (OP) Operating | Hunterdon
56915 | Solar Star New Jersey IV, LLC | ETS Ewing Solar Facility | IPP Non-CHP | NJ | 1.3 | 1.3 | 1.3 | Solar Photovoltaic | SUN | PV | 6 | 2010 |  |  | (OP) Operating | Mercer
15477 | Public Service Elec & Gas Co | Matrix Stults Road Solar Facility | Electric Utility | NJ | 2.6 | 2.6 | 2.6 | Solar Photovoltaic | SUN | PV | 6 | 2011 |  |  | (OP) Operating | Middlesex
56976 | Constellation Solar New Jersey II, LLC | Toys R Us- DE, Inc. at Mt. Olive, NJ | IPP Non-CHP | NJ | 4.1 | 4.1 | 4.1 | Solar Photovoltaic | SUN | PV | 12 | 2011 |  |  | (OP) Operating | Morris
56990 | NJR Clean Energy Ventures Corporation | Vineland Mays Landing Solar | IPP Non-CHP | NJ | 4.3 | 3.7 | 3.7 | Solar Photovoltaic | SUN | PV | 10 | 2011 |  |  | (OP) Operating | Cumberland
56990 | NJR Clean Energy Ventures Corporation | Manalapan Village Solar | IPP Non-CHP | NJ | 3.5 | 3.5 | 3.5 | Solar Photovoltaic | SUN | PV | 12 | 2011 |  |  | (OP) Operating | Monmouth
56990 | NJR Clean Energy Ventures Corporation | McGraw Hill Solar | IPP Non-CHP | NJ | 12 | 12 | 12 | Solar Photovoltaic | SUN | PV | 12 | 2011 |  |  | (OP) Operating | Mercer
56993 | SBS Energy Partners LLC | Seabrook Solar Plant | IPP Non-CHP | NJ | 1.5 | 1.5 | 1.5 | Solar Photovoltaic | SUN | PV | 12 | 2011 |  |  | (OP) Operating | Cumberland
56993 | SBS Energy Partners LLC | Seabrook Solar Plant | IPP Non-CHP | NJ | 1.5 | 1.5 | 1.5 | Solar Photovoltaic | SUN | PV | 4 | 2014 |  |  | (OP) Operating | Cumberland
56993 | SBS Energy Partners LLC | Seabrook Solar Plant | IPP Non-CHP | NJ | 0.8 | 0.8 | 0.8 | Solar Photovoltaic | SUN | PV | 4 | 2014 |  |  | (OP) Operating | Cumberland
56993 | SBS Energy Partners LLC | Seabrook Solar Plant | IPP Non-CHP | NJ | 3 | 3 | 3 | Solar Photovoltaic | SUN | PV | 3 | 2011 |  |  | (OP) Operating | Cumberland
56976 | Constellation Solar New Jersey II, LLC | Johnson Matthey, Inc. Solar | IPP Non-CHP | NJ | 4 | 4 | 4 | Solar Photovoltaic | SUN | PV | 3 | 2011 |  |  | (OP) Operating | Gloucester
15477 | Public Service Elec & Gas Co | NJMC Landfill | Electric Utility | NJ | 2.5 | 2.5 | 2.5 | Solar Photovoltaic | SUN | PV | 12 | 2011 |  |  | (OP) Operating | Hudson
15477 | Public Service Elec & Gas Co | Summit Associates | Electric Utility | NJ | 1.9 | 1.9 | 1.9 | Solar Photovoltaic | SUN | PV | 12 | 2011 |  |  | (OP) Operating | Middlesex
15477 | Public Service Elec & Gas Co | BlackRock-Matrix | Electric Utility | NJ | 2.5 | 2.5 | 2.5 | Solar Photovoltaic | SUN | PV | 3 | 2012 |  |  | (OP) Operating | Middlesex
15477 | Public Service Elec & Gas Co | Mill Creek Solar | Electric Utility | NJ | 3.5 | 3.5 | 3.5 | Solar Photovoltaic | SUN | PV | 12 | 2011 |  |  | (OP) Operating | Burlington
57044 | Constellation Solar New Jersey, LLC | Benjamin Moore & Co. Solar | Commercial Non-CHP | NJ | 1.4 | 1.4 | 1.4 | Solar Photovoltaic | SUN | PV | 12 | 2010 |  |  | (OP) Operating | Morris
57049 | NFI Solar LLC | Cherry Hill | IPP Non-CHP | NJ | 1.1 | 1.1 | 1.1 | Solar Photovoltaic | SUN | PV | 3 | 2010 |  |  | (OP) Operating | Camden
57049 | NFI Solar LLC | Vineland Headquarters | IPP Non-CHP | NJ | 1.1 | 1.1 | 1.1 | Solar Photovoltaic | SUN | PV | 6 | 2011 |  |  | (OP) Operating | Cumberland
57044 | Constellation Solar New Jersey, LLC | The City of Vineland at West Vineland | IPP Non-CHP | NJ | 3.7 | 3.7 | 3.7 | Solar Photovoltaic | SUN | PV | 10 | 2011 |  |  | (OP) Operating | Cumberland
57044 | Constellation Solar New Jersey, LLC | The City of Vineland at North Vineland | IPP Non-CHP | NJ | 2.3 | 2.3 | 2.3 | Solar Photovoltaic | SUN | PV | 10 | 2011 |  |  | (OP) Operating | Cumberland
57049 | NFI Solar LLC | Maple Solar | IPP Non-CHP | NJ | 1.6 | 1.6 | 1.6 | Solar Photovoltaic | SUN | PV | 5 | 2011 |  |  | (OP) Operating | Cumberland
57049 | NFI Solar LLC | Maple Solar | IPP Non-CHP | NJ | 0.8 | 0.8 | 0.8 | Solar Photovoltaic | SUN | PV | 9 | 2011 |  |  | (OP) Operating | Cumberland
58316 | SSA Solar of NJ LLC | FedEx Woodbridge | IPP Non-CHP | NJ | 2.4 | 2.4 | 2.4 | Solar Photovoltaic | SUN | PV | 12 | 2009 |  |  | (OP) Operating | Middlesex
59139 | SunEdison LLC | ISH Solar Central, LLC | IPP Non-CHP | NJ | 1.4 | 1.4 | 1.4 | Solar Photovoltaic | SUN | PV | 10 | 2011 |  |  | (OP) Operating | Monmouth
57124 | Nautilus Solar WPU LLC | William Paterson University | Commercial Non-CHP | NJ | 1.4 | 1.4 | 1.4 | Solar Photovoltaic | SUN | PV | 10 | 2010 |  |  | (OP) Operating | Passaic
57130 | Janssen Pharmaceutical Co | Titusville Solar | Commercial Non-CHP | NJ | 4.1 | 4.1 | 4.1 | Solar Photovoltaic | SUN | PV | 9 | 2010 |  |  | (OP) Operating | Mercer
57166 | Woodbridge Energy Center | Woodbridge Energy Center | IPP Non-CHP | NJ | 240 | 209.8 | 234 | Natural Gas Fired Combined Cycle | NG | CT | 11 | 2015 |  |  | (OP) Operating | Middlesex
57166 | Woodbridge Energy Center | Woodbridge Energy Center | IPP Non-CHP | NJ | 240 | 208.1 | 231.3 | Natural Gas Fired Combined Cycle | NG | CT | 10 | 2015 |  |  | (OP) Operating | Middlesex
57166 | Woodbridge Energy Center | Woodbridge Energy Center | IPP Non-CHP | NJ | 315 | 305 | 310.2 | Natural Gas Fired Combined Cycle | NG | CA | 11 | 2015 |  |  | (OP) Operating | Middlesex
57172 | SC Landfill Energy LLC | SC Landfill Energy LLC | IPP Non-CHP | NJ | 1.9 | 1.8 | 1.8 | Landfill Gas | LFG | IC | 12 | 2008 |  |  | (OP) Operating | Salem
57173 | AC Landfill Energy LLC | AC Landfill Energy LLC | IPP Non-CHP | NJ | 1.6 | 1.5 | 1.5 | Landfill Gas | LFG | IC | 3 | 2005 | 3 | 2023 | (OP) Operating | Atlantic
57173 | AC Landfill Energy LLC | AC Landfill Energy LLC | IPP Non-CHP | NJ | 1.9 | 1.8 | 1.8 | Landfill Gas | LFG | IC | 3 | 2005 | 3 | 2023 | (OP) Operating | Atlantic
57173 | AC Landfill Energy LLC | AC Landfill Energy LLC | IPP Non-CHP | NJ | 1.9 | 1.8 | 1.8 | Landfill Gas | LFG | IC | 3 | 2005 | 3 | 2023 | (OP) Operating | Atlantic
57174 | SX Landfill Energy LLC | SX Landfill Energy LLC | IPP Non-CHP | NJ | 1.6 | 1.5 | 1.5 | Landfill Gas | LFG | IC | 6 | 2011 |  |  | (OP) Operating | Sussex
57174 | SX Landfill Energy LLC | SX Landfill Energy LLC | IPP Non-CHP | NJ | 1.6 | 1.5 | 1.5 | Landfill Gas | LFG | IC | 6 | 2011 |  |  | (OP) Operating | Sussex
57175 | BC Landfill Energy LLC | BC Landfill Energy LLC | IPP Non-CHP | NJ | 1.5 | 1.4 | 1.4 | Landfill Gas | LFG | IC | 8 | 2007 |  |  | (OP) Operating | Burlington
57175 | BC Landfill Energy LLC | BC Landfill Energy LLC | IPP Non-CHP | NJ | 1.5 | 1.4 | 1.4 | Landfill Gas | LFG | IC | 8 | 2007 |  |  | (OP) Operating | Burlington
57175 | BC Landfill Energy LLC | BC Landfill Energy LLC | IPP Non-CHP | NJ | 1.5 | 1.4 | 1.4 | Landfill Gas | LFG | IC | 8 | 2007 |  |  | (OP) Operating | Burlington
57175 | BC Landfill Energy LLC | BC Landfill Energy LLC | IPP Non-CHP | NJ | 1.5 | 1.4 | 1.4 | Landfill Gas | LFG | IC | 8 | 2007 |  |  | (OP) Operating | Burlington
57175 | BC Landfill Energy LLC | BC Landfill Energy LLC | IPP Non-CHP | NJ | 1.5 | 1.4 | 1.4 | Landfill Gas | LFG | IC | 8 | 2007 |  |  | (OP) Operating | Burlington
57176 | WC Landfill Energy LLC | WC Landfill Energy LLC | IPP Non-CHP | NJ | 1 | 1.1 | 1 | Solar Photovoltaic | SUN | PV | 9 | 2013 |  |  | (OP) Operating | Warren
56997 | Marina Energy LLC | McKee City Solar Phase 2 | IPP Non-CHP | NJ | 2.4 | 2.4 | 2.4 | Solar Photovoltaic | SUN | PV | 12 | 2011 |  |  | (OP) Operating | Atlantic
56997 | Marina Energy LLC | Stockton Athletic Center | Commercial Non-CHP | NJ | 0.5 | 0.5 | 0.5 | Solar Photovoltaic | SUN | PV | 10 | 2009 | 10 | 2018 | (OP) Operating | Atlantic
56997 | Marina Energy LLC | Stockton Athletic Center | Commercial Non-CHP | NJ | 0.3 | 0.2 | 0.2 | Solar Photovoltaic | SUN | PV | 4 | 2009 | 4 | 2019 | (OP) Operating | Atlantic
56997 | Marina Energy LLC | Stockton Athletic Center | Commercial Non-CHP | NJ | 0.3 | 0.2 | 0.2 | Solar Photovoltaic | SUN | PV | 4 | 2009 | 4 | 2019 | (OP) Operating | Atlantic
56997 | Marina Energy LLC | Stockton Athletic Center | Commercial Non-CHP | NJ | 0.3 | 0.3 | 0.3 | Solar Photovoltaic | SUN | PV | 2 | 2009 | 2 | 2019 | (OP) Operating | Atlantic
56997 | Marina Energy LLC | L'Oreal Piscataway | Industrial Non-CHP | NJ | 1.3 | 1.1 | 1.1 | Solar Photovoltaic | SUN | PV | 12 | 2011 |  |  | (OP) Operating | Middlesex
56997 | Marina Energy LLC | Heller Industrial Parks | IPP Non-CHP | NJ | 2.7 | 2.7 | 2.7 | Solar Photovoltaic | SUN | PV | 12 | 2011 |  |  | (OP) Operating | Middlesex
57326 | NJ Oak Solar LLC | NJ Oak Solar Plant | IPP Non-CHP | NJ | 10 | 10 | 10 | Solar Photovoltaic | SUN | PV | 12 | 2011 |  |  | (OP) Operating | Cumberland
57328 | Shore Point Solar LLC | Shore Point Solar | IPP Non-CHP | NJ | 1 | 1 | 1 | Solar Photovoltaic | SUN | PV | 9 | 2011 |  |  | (OP) Operating | Monmouth
57389 | IKEA Property Inc | IKEA Westhampton 061 | Commercial Non-CHP | NJ | 1.8 | 1.8 | 1.8 | Solar Photovoltaic | SUN | PV | 2 | 2013 |  |  | (OP) Operating | Burlington
57311 | Constellation Solar Federal LLC | Constellation New Energy Inc | IPP Non-CHP | NJ | 3.9 | 3.9 | 3.9 | Solar Photovoltaic | SUN | PV | 12 | 2011 |  |  | (OP) Operating | Burlington
56990 | NJR Clean Energy Ventures Corporation | Reeves Station Rd East | IPP Non-CHP | NJ | 5.5 | 5.5 | 5.5 | Solar Photovoltaic | SUN | PV | 10 | 2012 |  |  | (OP) Operating | Burlington
57407 | Riverside Renewable Energy | Riverside Renewable Energy LLC | IPP Non-CHP | NJ | 7.5 | 7.5 | 7.5 | Solar Photovoltaic | SUN | PV | 11 | 2011 |  |  | (OP) Operating | Camden
57411 | KDC Solar O&M LLC | United Stationers Supply Solar Electric | Commercial Non-CHP | NJ | 2 | 2 | 2 | Solar Photovoltaic | SUN | PV | 12 | 2011 |  |  | (OP) Operating | Middlesex
57411 | KDC Solar O&M LLC | United Stationers Supply Solar Electric | Commercial Non-CHP | NJ | 0.8 | 0.8 | 0.8 | Solar Photovoltaic | SUN | PV | 12 | 2011 |  |  | (OP) Operating | Middlesex
57420 | Jordache Enterprises | Jordache Enterprises Solar | Commercial Non-CHP | NJ | 1.3 | 1.3 | 1.3 | Solar Photovoltaic | SUN | PV | 11 | 2011 |  |  | (OP) Operating | Middlesex
57446 | FRIT Solar Inc | Mercer Mall | IPP Non-CHP | NJ | 1.1 | 1.1 | 1.1 | Solar Photovoltaic | SUN | PV | 3 | 2012 |  |  | (OP) Operating | Mercer
57457 | Newark Energy Center, LLC | Newark Energy Center | IPP Non-CHP | NJ | 225 | 211.4 | 231.4 | Natural Gas Fired Combined Cycle | NG | CT | 9 | 2015 |  |  | (OP) Operating | Essex
57457 | Newark Energy Center, LLC | Newark Energy Center | IPP Non-CHP | NJ | 225 | 211.3 | 231.5 | Natural Gas Fired Combined Cycle | NG | CT | 9 | 2015 |  |  | (OP) Operating | Essex
57457 | Newark Energy Center, LLC | Newark Energy Center | IPP Non-CHP | NJ | 285 | 285.3 | 286.9 | Natural Gas Fired Combined Cycle | NG | CA | 9 | 2015 |  |  | (OP) Operating | Essex
57411 | KDC Solar O&M LLC | Middlesex Apple Orchard Solar | Commercial Non-CHP | NJ | 1.3 | 1.3 | 1.3 | Solar Photovoltaic | SUN | PV | 4 | 2013 |  |  | (OP) Operating | Middlesex
57411 | KDC Solar O&M LLC | Middlesex Apple Orchard Solar | Commercial Non-CHP | NJ | 3.4 | 3.4 | 3.4 | Solar Photovoltaic | SUN | PV | 4 | 2013 |  |  | (OP) Operating | Middlesex
57474 | Bed Bath & Beyond | BBB Corporate Headquarters | IPP Non-CHP | NJ | 1 | 1 | 1 | Solar Photovoltaic | SUN | PV | 6 | 2010 |  |  | (OP) Operating | Union
57474 | Bed Bath & Beyond | Christmas Tree Shops DC Burlington NJ | IPP Non-CHP | NJ | 2.1 | 2.1 | 2.1 | Solar Photovoltaic | SUN | PV | 1 | 2011 |  |  | (OP) Operating | Burlington
57474 | Bed Bath & Beyond | Harmon DC Totowa NJ | IPP Non-CHP | NJ | 1.5 | 1.5 | 1.5 | Solar Photovoltaic | SUN | PV | 1 | 2012 |  |  | (OP) Operating | Passaic
57474 | Bed Bath & Beyond | Bed Bath & Beyond DC Port Reading NJ | Commercial Non-CHP | NJ | 1.8 | 1.8 | 1.8 | Solar Photovoltaic | SUN | PV | 12 | 2011 |  |  | (OP) Operating | Middlesex
56990 | NJR Clean Energy Ventures Corporation | Wakefern Food Corp | IPP Non-CHP | NJ | 2 | 2 | 2 | Solar Photovoltaic | SUN | PV | 12 | 2012 |  |  | (OP) Operating | Middlesex
58137 | The College of New Jersey | College of New Jersey | Commercial CHP | NJ | 6.2 | 4.2 | 5.6 | Natural Gas Internal Combustion Engine | NG | IC | 7 | 1996 |  |  | (OP) Operating | Mercer
16864 | Seaside Heights Municipal Utility | Seaside Heights Power Plant | Electric Utility | NJ | 2 | 2 | 2 | Petroleum Liquids | DFO | IC | 9 | 2012 |  |  | (OP) Operating | Ocean
16864 | Seaside Heights Municipal Utility | Seaside Heights Power Plant | Electric Utility | NJ | 2 | 2 | 2 | Petroleum Liquids | DFO | IC | 9 | 2012 |  |  | (OP) Operating | Ocean
16864 | Seaside Heights Municipal Utility | Seaside Heights Power Plant | Electric Utility | NJ | 2 | 2 | 2 | Petroleum Liquids | DFO | IC | 9 | 2012 |  |  | (OP) Operating | Ocean
58164 | 180 Raritan Energy Solutions, LLC | 180 Raritan Solar | IPP Non-CHP | NJ | 1.9 | 1.9 | 1.9 | Solar Photovoltaic | SUN | PV | 6 | 2012 |  |  | (OP) Operating | Middlesex
58179 | Cinnamon Bay LLC | Cinnamon Bay Edgeboro Landfill | IPP Non-CHP | NJ | 9.6 | 9.1 | 9.1 | Landfill Gas | LFG | IC | 8 | 2011 |  |  | (OP) Operating | Middlesex
19856 | City of Vineland - (NJ) | Clayville | Electric Utility | NJ | 73 | 55 | 61 | Natural Gas Fired Combustion Turbine | NG | GT | 11 | 2015 |  |  | (OP) Operating | Cumberland
57411 | KDC Solar O&M LLC | The Lawrenceville School Solar Facility | IPP Non-CHP | NJ | 5.2 | 5.2 | 5.2 | Solar Photovoltaic | SUN | PV | 5 | 2012 |  |  | (OP) Operating | Mercer
57411 | KDC Solar O&M LLC | Amazon | Commercial Non-CHP | NJ | 4.2 | 4.2 | 4.2 | Solar Photovoltaic | SUN | PV | 12 | 2011 |  |  | (OP) Operating | Middlesex
57411 | KDC Solar O&M LLC | North Jersey Media Group Solar Facility | Commercial Non-CHP | NJ | 4.1 | 4.1 | 4.1 | Solar Photovoltaic | SUN | PV | 3 | 2013 |  |  | (OP) Operating | Morris
57411 | KDC Solar O&M LLC | Gerresheimer Glass Solar Facility | Commercial Non-CHP | NJ | 2.3 | 2.3 | 2.3 | Solar Photovoltaic | SUN | PV | 9 | 2012 |  |  | (OP) Operating | Cumberland
57411 | KDC Solar O&M LLC | Atlantic Coast Freezers Solar Facility | Commercial Non-CHP | NJ | 2.2 | 2.2 | 2.2 | Solar Photovoltaic | SUN | PV | 4 | 2012 |  |  | (OP) Operating | Cumberland
57411 | KDC Solar O&M LLC | Williams-Sonoma Solar Facility | Commercial Non-CHP | NJ | 3 | 3 | 3 | Solar Photovoltaic | SUN | PV | 12 | 2011 |  |  | (OP) Operating | Middlesex
58387 | Solar Star New Jersey VI LLC | Solar Star New Jersey NJ LLC | IPP Non-CHP | NJ | 1.5 | 1.5 | 1.5 | Solar Photovoltaic | SUN | PV | 2 | 2012 |  |  | (OP) Operating | Somerset
58469 | Tinton Falls Solar | Tinton Falls Solar Farm | IPP Non-CHP | NJ | 16 | 16 | 16 | Solar Photovoltaic | SUN | PV | 11 | 2012 |  |  | (OP) Operating | Monmouth
58485 | Rutgers, The State University of NJ | Livingston Solar Farm | Commercial Non-CHP | NJ | 1.2 | 1.2 | 1 | Solar Photovoltaic | SUN | PV | 5 | 2009 |  |  | (OP) Operating | Middlesex
58485 | Rutgers, The State University of NJ | Livingston Solar Canopies | Commercial Non-CHP | NJ | 6.6 | 6.4 | 3.2 | Solar Photovoltaic | SUN | PV | 1 | 2013 |  |  | (OP) Operating | Middlesex
60281 | Altus Power America Management, LLC | Cornerstone Power Vineland I LLC | IPP Non-CHP | NJ | 3.1 | 3.1 | 3.1 | Solar Photovoltaic | SUN | PV | 2 | 2012 |  |  | (OP) Operating | Cumberland
58495 | Syncarpha Alethea I, LLC | Alethea I | IPP Non-CHP | NJ | 2.8 | 2.8 | 2.8 | Solar Photovoltaic | SUN | PV | 11 | 2011 |  |  | (OP) Operating | Burlington
58489 | OCI Solar Power | Cornerstone Power Holmdel LLC | IPP Non-CHP | NJ | 3 | 3 | 3 | Solar Photovoltaic | SUN | PV | 5 | 2013 |  |  | (OP) Operating | Monmouth
56769 | Consolidated Edison Development Inc. | Frenchtown III Solar | IPP Non-CHP | NJ | 7.9 | 7.9 | 7.9 | Solar Photovoltaic | SUN | PV | 12 | 2013 |  |  | (OP) Operating | Hunterdon
60842 | Paradise Solar Urban Renewal, LLC | Paradise Solar Energy Center | IPP Non-CHP | NJ | 5 | 5 | 5 | Solar Photovoltaic | SUN | PV | 3 | 2011 |  |  | (OP) Operating | Gloucester
58542 | Trustees of Princeton University | Princeton University Cogeneration | Commercial CHP | NJ | 15.5 | 15.5 | 15.5 | Natural Gas Fired Combustion Turbine | NG | GT | 10 | 1996 |  |  | (OP) Operating | Mercer
58542 | Trustees of Princeton University | Princeton University Cogeneration | Commercial CHP | NJ | 4.5 | 4.5 | 4.5 | Solar Photovoltaic | SUN | PV | 10 | 2012 |  |  | (OP) Operating | Mercer
58590 | SEDC Jersey Gardens Owner LLC | Jersey Gardens Phase 1 | IPP Non-CHP | NJ | 1.7 | 1.7 | 1.7 | Solar Photovoltaic | SUN | PV | 12 | 2011 |  |  | (OP) Operating | Union
58591 | CF Jersey Gardens Owner Two LLC | Jersey Gardens Phase 2 | IPP Non-CHP | NJ | 2.3 | 2.3 | 2.3 | Solar Photovoltaic | SUN | PV | 2 | 2012 |  |  | (OP) Operating | Union
58682 | WR-TGC Solar Generation IV LLC | JMB Mcguire-Dix-Lakehurst Solar Project | IPP Non-CHP | NJ | 11.4 | 11.4 | 11.4 | Solar Photovoltaic | SUN | PV | 10 | 2013 |  |  | (OP) Operating | Burlington
58661 | Sustainable Power Group, LLC | AC Criminal Courts Complex SPE2, LLC | Commercial Non-CHP | NJ | 1.3 | 1.3 | 1.3 | Solar Photovoltaic | SUN | PV | 12 | 2012 |  |  | (OP) Operating | Atlantic
56997 | Marina Energy LLC | Millville City Sewer Auth WTP | Commercial Non-CHP | NJ | 0.8 | 0.8 | 0.8 | Solar Photovoltaic | SUN | PV | 3 | 2013 |  |  | (OP) Operating | Cumberland
56997 | Marina Energy LLC | Millville City Sewer Auth WTP | Commercial Non-CHP | NJ | 0.5 | 0.5 | 0.5 | Solar Photovoltaic | SUN | PV | 3 | 2013 |  |  | (OP) Operating | Cumberland
15477 | Public Service Elec & Gas Co | Kinsley Landfill Solar | Electric Utility | NJ | 8.6 | 8.6 | 8.6 | Solar Photovoltaic | SUN | PV | 1 | 2015 |  |  | (OP) Operating | Gloucester
58753 | Sunlight General Morris Solar LLC | County College of Morris | Commercial Non-CHP | NJ | 2.9 | 2.9 | 2.9 | Solar Photovoltaic | SUN | PV | 11 | 2013 |  |  | (OP) Operating | Morris
58754 | Sunlight General Mercer Solar LLC | Mercer County Community College | Commercial Non-CHP | NJ | 7.5 | 7.5 | 7.5 | Solar Photovoltaic | SUN | PV | 9 | 2013 |  |  | (OP) Operating | Mercer
58769 | Sunlight General Somerset Solar LLC | Patriots Stadium | Commercial Non-CHP | NJ | 1 | 1 | 1 | Solar Photovoltaic | SUN | PV | 9 | 2013 |  |  | (OP) Operating | Somerset
57124 | Nautilus Solar WPU LLC | Tioga Solar Morris County 1 LLC | Commercial Non-CHP | NJ | 1 | 1 | 1 | Solar Photovoltaic | SUN | PV | 2 | 2011 |  |  | (OP) Operating | Morris
2265 | Bristol-Myers Squibb Co | Bristol Myers Squibb Lawrenceville | IPP Non-CHP | NJ | 4.4 | 4 | 4.4 | Natural Gas Fired Combustion Turbine | NG | GT | 4 | 1995 |  |  | (OP) Operating | Mercer
58815 | KDC Solar RTC LLC | Delilah Road Landfill | IPP Non-CHP | NJ | 8.5 | 8.5 | 8.5 | Solar Photovoltaic | SUN | PV | 10 | 2016 |  |  | (OP) Operating | Atlantic
15477 | Public Service Elec & Gas Co | Parkland Landfill Solar | Electric Utility | NJ | 7.8 | 7.8 | 7.8 | Solar Photovoltaic | SUN | PV | 1 | 2015 |  |  | (OP) Operating | Burlington
57130 | Janssen Pharmaceutical Co | Rariton OMP | IPP Non-CHP | NJ | 2.4 | 2.4 | 2.1 | Solar Photovoltaic | SUN | PV | 4 | 2012 |  |  | (OP) Operating | Somerset
57130 | Janssen Pharmaceutical Co | Skillman | IPP Non-CHP | NJ | 2.7 | 2.7 | 2.5 | Solar Photovoltaic | SUN | PV | 3 | 2011 |  |  | (OP) Operating | Somerset
57130 | Janssen Pharmaceutical Co | Raritan ITS | IPP Non-CHP | NJ | 2 | 2 | 2 | Solar Photovoltaic | SUN | PV | 8 | 2010 |  |  | (OP) Operating | Somerset
56997 | Marina Energy LLC | Berry Plastics Solar | IPP Non-CHP | NJ | 10.1 | 9.8 | 9.8 | Solar Photovoltaic | SUN | PV | 12 | 2013 |  |  | (OP) Operating | Warren
58929 | Cape May County Municipal | Woodbine Landfill Plant | Commercial Non-CHP | NJ | 3.2 | 2.1 | 2.1 | Landfill Gas | LFG | IC | 10 | 2013 |  |  | (OP) Operating | Cape May
58977 | Bridgeport Disposal LLC | Bridgeport Disposal Solar Farm | Commercial Non-CHP | NJ | 1.2 | 1.2 | 1.2 | Solar Photovoltaic | SUN | PV | 4 | 2011 |  |  | (OP) Operating | Gloucester
56990 | NJR Clean Energy Ventures Corporation | Jacobstown | IPP Non-CHP | NJ | 5 | 5 | 5 | Solar Photovoltaic | SUN | PV | 9 | 2014 |  |  | (OP) Operating | Burlington
56990 | NJR Clean Energy Ventures Corporation | West Pemberton | IPP Non-CHP | NJ | 7 | 7 | 7 | Solar Photovoltaic | SUN | PV | 7 | 2014 |  |  | (OP) Operating | Burlington
59063 | Camden Solar Center, LLC | CCMUA | IPP Non-CHP | NJ | 1.5 | 1.5 | 1.5 | Solar Photovoltaic | SUN | PV | 6 | 2012 |  |  | (OP) Operating | Camden
56990 | NJR Clean Energy Ventures Corporation | Medford WWTP | IPP Non-CHP | NJ | 1.3 | 1.3 | 1.3 | Solar Photovoltaic | SUN | PV | 8 | 2013 |  |  | (OP) Operating | Burlington
56990 | NJR Clean Energy Ventures Corporation | Reeves South | IPP Non-CHP | NJ | 1 | 1 | 1 | Solar Photovoltaic | SUN | PV | 12 | 2013 |  |  | (OP) Operating | Burlington
59100 | Sunlight General Solar Fund II, LLC | Carrier Clinic | IPP Non-CHP | NJ | 1.5 | 1.5 | 1.5 | Solar Photovoltaic | SUN | PV | 10 | 2009 |  |  | (OP) Operating | Somerset
56990 | NJR Clean Energy Ventures Corporation | North Run | IPP Non-CHP | NJ | 5 | 5 | 5 | Solar Photovoltaic | SUN | PV | 1 | 2015 |  |  | (OP) Operating | Burlington
56990 | NJR Clean Energy Ventures Corporation | Rock Solid | IPP Non-CHP | NJ | 8 | 8 | 8 | Solar Photovoltaic | SUN | PV | 11 | 2014 |  |  | (OP) Operating | Monmouth
58258 | SunRay Power LLC | Plainfield One Solar LLC | IPP Non-CHP | NJ | 1.3 | 1.3 | 1.3 | Solar Photovoltaic | SUN | PV | 12 | 2011 |  |  | (OP) Operating | Somerset
58258 | SunRay Power LLC | 24 Applegate Solar LLC | IPP Non-CHP | NJ | 4.9 | 4.9 | 4.9 | Solar Photovoltaic | SUN | PV | 6 | 2014 |  |  | (OP) Operating | Mercer
58258 | SunRay Power LLC | G&S Wantage Solar LLC | IPP Non-CHP | NJ | 8.5 | 8.5 | 8.5 | Solar Photovoltaic | SUN | PV | 1 | 2014 |  |  | (OP) Operating | Sussex
58258 | SunRay Power LLC | Engelhard Solar LLC | IPP Non-CHP | NJ | 1.1 | 1.1 | 1.1 | Solar Photovoltaic | SUN | PV | 12 | 2012 |  |  | (OP) Operating | Middlesex
58258 | SunRay Power LLC | Lakewood Seven Solar LLC | IPP Non-CHP | NJ | 1 | 1 | 1 | Solar Photovoltaic | SUN | PV | 3 | 2012 |  |  | (OP) Operating | Ocean
58258 | SunRay Power LLC | 4 Applegate Solar LLC | IPP Non-CHP | NJ | 1.8 | 1.8 | 1.8 | Solar Photovoltaic | SUN | PV | 4 | 2012 |  |  | (OP) Operating | Mercer
58258 | SunRay Power LLC | 12 Applegate Solar LLC | IPP Non-CHP | NJ | 1.9 | 1.9 | 1.9 | Solar Photovoltaic | SUN | PV | 4 | 2012 |  |  | (OP) Operating | Mercer
59214 | RE Cranbury Solar 1, LLC | Cranbury | IPP Non-CHP | NJ | 5 | 5 | 5 | Solar Photovoltaic | SUN | PV | 12 | 2011 |  |  | (OP) Operating | Middlesex
59287 | Laurel Capital Partners | Parlin Solar LLC | IPP Non-CHP | NJ | 1.3 | 1.3 | 1.3 | Solar Photovoltaic | SUN | PV | 10 | 2012 |  |  | (OP) Operating | Middlesex
15477 | Public Service Elec & Gas Co | L&D Landfill Solar | Electric Utility | NJ | 10 | 10 | 10 | Solar Photovoltaic | SUN | PV | 12 | 2015 |  |  | (OP) Operating | Burlington
56990 | NJR Clean Energy Ventures Corporation | Harmony | IPP Non-CHP | NJ | 3 | 3 | 3 | Solar Photovoltaic | SUN | PV | 6 | 2015 |  |  | (OP) Operating | Warren
56990 | NJR Clean Energy Ventures Corporation | Hanover | IPP Non-CHP | NJ | 5 | 5 | 5 | Solar Photovoltaic | SUN | PV | 9 | 2015 |  |  | (OP) Operating | Burlington
57411 | KDC Solar O&M LLC | CentraState Medical Center PV Facility | Commercial Non-CHP | NJ | 5.2 | 5.2 | 5.2 | Solar Photovoltaic | SUN | PV | 10 | 2014 |  |  | (OP) Operating | Monmouth
57411 | KDC Solar O&M LLC | Imclone Solar Electric Facility | Commercial Non-CHP | NJ | 8 | 8 | 8 | Solar Photovoltaic | SUN | PV | 5 | 2014 |  |  | (OP) Operating | Somerset
59518 | Wilzig Associates, LLC | Wilzig Associates, LLC | Commercial Non-CHP | NJ | 1.2 | 1.2 | 1.2 | Solar Photovoltaic | SUN | PV | 1 | 2013 |  |  | (OP) Operating | Bergen
59568 | United Water, Inc. | Bayonne MUA- Leitner-Poma Wind Turbine | IPP Non-CHP | NJ | 1.5 | 0.1 | 0.3 | Onshore Wind Turbine | WND | WT | 7 | 2012 |  |  | (OP) Operating | Hudson
59614 | Munich Reinsurance America, Inc | Munich Re Plaza | Commercial Non-CHP | NJ | 1.6 | 1.6 | 1.6 | Solar Photovoltaic | SUN | PV | 7 | 2012 |  |  | (OP) Operating | Middlesex
59614 | Munich Reinsurance America, Inc | Munich Re Plaza | Commercial Non-CHP | NJ | 0.8 | 0.8 | 0.8 | Solar Photovoltaic | SUN | PV | 10 | 2012 |  |  | (OP) Operating | Middlesex
60947 | Tesla Inc. | Jackson Board of Education-Liberty HS | IPP Non-CHP | NJ | 1.2 | 1.2 | 1.2 | Solar Photovoltaic | SUN | PV | 7 | 2016 |  |  | (OP) Operating | Ocean
57365 | Consolidated Edison Solutions Inc | CES Cherry Hill Solar | IPP Non-CHP | NJ | 1.2 | 1.2 | 1.2 | Solar Photovoltaic | SUN | PV | 2 | 2016 |  |  | (OP) Operating | Camden
60947 | Tesla Inc. | BJ's Wholesale Club Inc Dist Center | IPP Non-CHP | NJ | 1.4 | 1.4 | 1.4 | Solar Photovoltaic | SUN | PV | 10 | 2016 |  |  | (OP) Operating | Burlington
56990 | NJR Clean Energy Ventures Corporation | Junction Road | IPP Non-CHP | NJ | 4.4 | 4.7 | 4.7 | Solar Photovoltaic | SUN | PV | 5 | 2016 |  |  | (OP) Operating | Hunterdon
56990 | NJR Clean Energy Ventures Corporation | Cedar Branch | IPP Non-CHP | NJ | 5.9 | 6.2 | 6.2 | Solar Photovoltaic | SUN | PV | 10 | 2016 |  |  | (OP) Operating | Atlantic
56990 | NJR Clean Energy Ventures Corporation | Sharon Station | IPP Non-CHP | NJ | 2.7 | 2.8 | 2.8 | Solar Photovoltaic | SUN | PV | 5 | 2016 |  |  | (OP) Operating | Monmouth
56990 | NJR Clean Energy Ventures Corporation | East Amwell | IPP Non-CHP | NJ | 1.8 | 1.9 | 1.9 | Solar Photovoltaic | SUN | PV | 5 | 2016 |  |  | (OP) Operating | Hunterdon
60164 | ILR Landfill | ILR Landfill | IPP Non-CHP | NJ | 7.7 | 7.7 | 7.7 | Solar Photovoltaic | SUN | PV | 12 | 2016 |  |  | (OP) Operating | Middlesex
57044 | Constellation Solar New Jersey, LLC | NHA at Mansfield NJ | IPP Non-CHP | NJ | 5 | 5 | 5 | Solar Photovoltaic | SUN | PV | 7 | 2016 |  |  | (OP) Operating | Warren
56990 | NJR Clean Energy Ventures Corporation | Bernards Solar | IPP Non-CHP | NJ | 3.7 | 2.6 | 2.6 | Solar Photovoltaic | SUN | PV | 9 | 2016 |  |  | (OP) Operating | Somerset
60267 | Hartz Solar Hamilton LLC | Hamilton Solar-Crosswicks | IPP Non-CHP | NJ | 3.5 | 3.5 | 3.5 | Solar Photovoltaic | SUN | PV | 12 | 2011 |  |  | (OP) Operating | Mercer
60267 | Hartz Solar Hamilton LLC | Hamilton Solar-Crosswicks | IPP Non-CHP | NJ | 4 | 4 | 4 | Solar Photovoltaic | SUN | PV | 12 | 2011 |  |  | (OP) Operating | Mercer
60268 | Hartz Solar LLC | Jefferson Avenue | Commercial Non-CHP | NJ | 1.7 | 1.7 | 1.1 | Solar Photovoltaic | SUN | PV | 12 | 2009 |  |  | (OP) Operating | Hudson
60268 | Hartz Solar LLC | Westside Avenue | Commercial Non-CHP | NJ | 1 | 0.9 | 0.6 | Solar Photovoltaic | SUN | PV | 3 | 2011 |  |  | (OP) Operating | Hudson
60268 | Hartz Solar LLC | Hartz Way | Commercial Non-CHP | NJ | 1 | 0.9 | 0.6 | Solar Photovoltaic | SUN | PV | 12 | 2010 |  |  | (OP) Operating | Hudson
56997 | Marina Energy LLC | IFF Hazlet Ground | IPP Non-CHP | NJ | 3 | 3 | 3 | Solar Photovoltaic | SUN | PV | 12 | 2014 |  |  | (OP) Operating | Monmouth
56997 | Marina Energy LLC | East Orange Solar | IPP Non-CHP | NJ | 4.5 | 4.5 | 4.5 | Solar Photovoltaic | SUN | PV | 3 | 2015 |  |  | (OP) Operating | Essex
56997 | Marina Energy LLC | Howell Solar | IPP Non-CHP | NJ | 7 | 7 | 7 | Solar Photovoltaic | SUN | PV | 3 | 2016 |  |  | (OP) Operating | Monmouth
56997 | Marina Energy LLC | Raritan Solar | IPP Non-CHP | NJ | 7.5 | 7.5 | 7.5 | Solar Photovoltaic | SUN | PV | 4 | 2016 |  |  | (OP) Operating | Hunterdon
56997 | Marina Energy LLC | Frankford Solar | IPP Non-CHP | NJ | 8.2 | 8.2 | 8.2 | Solar Photovoltaic | SUN | PV | 4 | 2012 |  |  | (OP) Operating | Sussex
56997 | Marina Energy LLC | Brickyard Solar | IPP Non-CHP | NJ | 1.5 | 1.5 | 1.5 | Solar Photovoltaic | SUN | PV | 6 | 2015 |  |  | (OP) Operating | Monmouth
56997 | Marina Energy LLC | Bordentown Solar | IPP Non-CHP | NJ | 6.8 | 6.8 | 6.8 | Solar Photovoltaic | SUN | PV | 12 | 2015 |  |  | (OP) Operating | Burlington
56997 | Marina Energy LLC | DSM Solar | IPP Non-CHP | NJ | 4.5 | 4.5 | 4.5 | Solar Photovoltaic | SUN | PV | 12 | 2014 |  |  | (OP) Operating | Warren
56997 | Marina Energy LLC | Pittsgrove Solar | IPP Non-CHP | NJ | 2 | 2 | 2 | Solar Photovoltaic | SUN | PV | 5 | 2014 |  |  | (OP) Operating | Salem
60447 | KDC Solar GRQ LLC | Silvi Gibraltar Rock | IPP Non-CHP | NJ | 2.5 | 3 | 2.5 | Solar Photovoltaic | SUN | PV | 10 | 2016 |  |  | (OP) Operating | Somerset
60446 | KDC Solar Bergen 1 | Seabrook Village | IPP Non-CHP | NJ | 3.1 | 3.1 | 3.1 | Solar Photovoltaic | SUN | PV | 9 | 2016 |  |  | (OP) Operating | Monmouth
56997 | Marina Energy LLC | Gloucester Community College Solar | IPP Non-CHP | NJ | 2.3 | 2.3 | 2.3 | Solar Photovoltaic | SUN | PV | 3 | 2014 |  |  | (OP) Operating | Gloucester
60281 | Altus Power America Management, LLC | Spartan | IPP Non-CHP | NJ | 8.3 | 8.3 | 8.3 | Solar Photovoltaic | SUN | PV | 3 | 2017 |  |  | (OP) Operating | Burlington
56997 | Marina Energy LLC | Freeze Solar | IPP Non-CHP | NJ | 1.5 | 1.5 | 1.5 | Solar Photovoltaic | SUN | PV | 12 | 2013 |  |  | (OP) Operating | Middlesex
60449 | KDC Solar PFI LLC | Pfizer Peapack Solar | IPP Non-CHP | NJ | 6.2 | 6.2 | 6.2 | Solar Photovoltaic | SUN | PV | 10 | 2016 |  |  | (OP) Operating | Somerset
56997 | Marina Energy LLC | Holland Solar | IPP Non-CHP | NJ | 3 | 3 | 3 | Solar Photovoltaic | SUN | PV | 12 | 2015 |  |  | (OP) Operating | Hunterdon
56997 | Marina Energy LLC | L'Oreal Franklin | IPP Non-CHP | NJ | 1 | 1.2 | 1.2 | Solar Photovoltaic | SUN | PV | 3 | 2012 |  |  | (OP) Operating | Somerset
56997 | Marina Energy LLC | L'Oreal Monmouth | IPP Non-CHP | NJ | 2 | 2 | 2 | Solar Photovoltaic | SUN | PV | 2 | 2013 |  |  | (OP) Operating | Monmouth
56997 | Marina Energy LLC | Lower Cape May HS | IPP Non-CHP | NJ | 1.5 | 1.5 | 1.5 | Solar Photovoltaic | SUN | PV | 12 | 2012 |  |  | (OP) Operating | Cape May
56997 | Marina Energy LLC | Timber Creek HS | IPP Non-CHP | NJ | 1.3 | 1.3 | 1.3 | Solar Photovoltaic | SUN | PV | 12 | 2013 |  |  | (OP) Operating | Camden
56997 | Marina Energy LLC | Adams Ave MS and HS | IPP Non-CHP | NJ | 1.8 | 1.5 | 1.5 | Solar Photovoltaic | SUN | PV | 3 | 2012 |  |  | (OP) Operating | Atlantic
56997 | Marina Energy LLC | Adams Ave MS and HS | IPP Non-CHP | NJ | 1.3 | 1.5 | 1.5 | Solar Photovoltaic | SUN | PV | 7 | 2011 |  |  | (OP) Operating | Atlantic
60462 | Community Foodbank of NJ | Community Foodbank of NJ | IPP Non-CHP | NJ | 1.1 | 1.1 | 1.1 | Solar Photovoltaic | SUN | PV | 8 | 2012 |  |  | (OP) Operating | Union
60467 | Royal Wine Corp | Royal Wine Corp Solar Power Plant | Industrial Non-CHP | NJ | 1 | 1 | 1 | Solar Photovoltaic | SUN | PV | 12 | 2011 |  |  | (OP) Operating | Hudson
56997 | Marina Energy LLC | ACCC Mays Landing | IPP Non-CHP | NJ | 1.4 | 1.4 | 1.4 | Solar Photovoltaic | SUN | PV | 11 | 2013 |  |  | (OP) Operating | Atlantic
60960 | Deutsche Bank | Deutsche Bank- Piscataway Solar | IPP Non-CHP | NJ | 1 | 1 | 0.8 | Solar Photovoltaic | SUN | PV | 3 | 2011 |  |  | (OP) Operating | Middlesex
60961 | Gemini Technologies Services, Inc. | Gemini Technologies Services, Inc. Solar | IPP Non-CHP | NJ | 1.3 | 1.2 | 0.2 | Solar Photovoltaic | SUN | PV | 7 | 2013 |  |  | (OP) Operating | Morris
60483 | Shotco Energy, LLC | Beaver Run | IPP Non-CHP | NJ | 7.4 | 7.4 | 7.4 | Solar Photovoltaic | SUN | PV | 9 | 2015 |  |  | (OP) Operating | Sussex
60268 | Hartz Solar LLC | North Bergen Solar | IPP Non-CHP | NJ | 1.6 | 1.7 | 1.1 | Solar Photovoltaic | SUN | PV | 10 | 2016 |  |  | (OP) Operating | Hudson
58677 | CD US Solar MT1 LLC | US Foods Solar | IPP Non-CHP | NJ | 6 | 3 | 1 | Solar Photovoltaic | SUN | PV | 8 | 2012 |  |  | (OP) Operating | Middlesex
60955 | Summit Water Nexus, Mount Holly, LLC | Summit Water Nexus Mt. Holly, LLC Solar | IPP Non-CHP | NJ | 1 | 1 | 0.3 | Solar Photovoltaic | SUN | PV | 5 | 2013 |  |  | (OP) Operating | Burlington
61023 | Sabert Corporation | Sabert Solar | IPP Non-CHP | NJ | 1.8 | 0.8 | 0.3 | Solar Photovoltaic | SUN | PV | 10 | 2011 |  |  | (OP) Operating | Middlesex
60993 | Goya Foods Inc. | Goya Foods, Inc- Jersey City Solar | IPP Non-CHP | NJ | 2.5 | 2.5 | 2.5 | Solar Photovoltaic | SUN | PV | 7 | 2015 |  |  | (OP) Operating | Hudson
60993 | Goya Foods Inc. | Goya Foods, Inc- Secaucus Solar | IPP Non-CHP | NJ | 1.6 | 1.6 | 1.6 | Solar Photovoltaic | SUN | PV | 3 | 2016 |  |  | (OP) Operating | Hudson
60989 | Prudential Insurance Company of America (NJ) | Prudential 55 Livingston Roseland Solar | IPP Non-CHP | NJ | 1.2 | 1.2 | 1.2 | Solar Photovoltaic | SUN | PV | 1 | 2013 |  |  | (OP) Operating | Essex
60989 | Prudential Insurance Company of America (NJ) | Prudential 80 Livingston Roseland Solar | IPP Non-CHP | NJ | 1.7 | 1.7 | 1.7 | Solar Photovoltaic | SUN | PV | 12 | 2013 |  |  | (OP) Operating | Essex
16380 | RTC Properties Inc | River Terminal Development Solar | Commercial Non-CHP | NJ | 0.5 | 0.5 | 0.5 | Solar Photovoltaic | SUN | PV | 6 | 2006 |  |  | (OP) Operating | Hudson
16380 | RTC Properties Inc | River Terminal Development Solar | Commercial Non-CHP | NJ | 0.6 | 0.6 | 0.6 | Solar Photovoltaic | SUN | PV | 12 | 2009 |  |  | (OP) Operating | Hudson
16380 | RTC Properties Inc | River Terminal Development Solar | Commercial Non-CHP | NJ | 0.2 | 0.2 | 0.2 | Solar Photovoltaic | SUN | PV | 5 | 2011 |  |  | (OP) Operating | Hudson
16380 | RTC Properties Inc | River Terminal Development Solar | Commercial Non-CHP | NJ | 1 | 1 | 1 | Solar Photovoltaic | SUN | PV | 9 | 2011 |  |  | (OP) Operating | Hudson
16380 | RTC Properties Inc | River Terminal Development Solar | Commercial Non-CHP | NJ | 0.4 | 0.4 | 0.4 | Solar Photovoltaic | SUN | PV | 10 | 2016 |  |  | (OP) Operating | Hudson
60516 | NES Rutgers LLC | NES Rutgers Solar | Industrial Non-CHP | NJ | 1 | 1 | 1 | Solar Photovoltaic | SUN | PV | 10 | 2012 |  |  | (OP) Operating | Ocean
2265 | Bristol-Myers Squibb Co | Hopewell Cogeneration NJ | Commercial CHP | NJ | 2 | 2 | 2 | Natural Gas Internal Combustion Engine | NG | IC | 8 | 2015 |  |  | (OP) Operating | Mercer
2265 | Bristol-Myers Squibb Co | Hopewell Cogeneration NJ | Commercial CHP | NJ | 2 | 2 | 2 | Natural Gas Internal Combustion Engine | NG | IC | 8 | 2015 |  |  | (OP) Operating | Mercer
60612 | Florence Solar W3-080, LLC | Florence Solar W3-080, LLC | IPP Non-CHP | NJ | 7.9 | 7.9 | 7.9 | Solar Photovoltaic | SUN | PV | 12 | 2016 |  |  | (OP) Operating | Burlington
60640 | Brick Standard, LLC | French's Landfill PV | Commercial Non-CHP | NJ | 6.1 | 5 | 5 | Solar Photovoltaic | SUN | PV | 10 | 2014 |  |  | (OP) Operating | Ocean
56990 | NJR Clean Energy Ventures Corporation | Pemberton Road I | IPP Non-CHP | NJ | 9.9 | 9.9 | 9.9 | Solar Photovoltaic | SUN | PV | 6 | 2017 |  |  | (OP) Operating | Burlington
56990 | NJR Clean Energy Ventures Corporation | Pemberton Road II | IPP Non-CHP | NJ | 9.9 | 9.9 | 9.9 | Solar Photovoltaic | SUN | PV | 6 | 2017 |  |  | (OP) Operating | Burlington
60752 | RB Manufacturing LLC | RB Manufacturing LLC Belle Mead NJ | Industrial Non-CHP | NJ | 1.5 | 1.5 | 0.9 | Solar Photovoltaic | SUN | PV | 6 | 2016 |  |  | (OP) Operating | Somerset
60857 | 350 Clark Solar NG, LLC | 350 Clark Solar, NG, LLC | IPP Non-CHP | NJ | 1.8 | 1.8 | 0.6 | Solar Photovoltaic | SUN | PV | 4 | 2011 |  |  | (OP) Operating | Morris
60864 | Glopak Corporation | Glopak Solar PV Power Plant | Industrial Non-CHP | NJ | 0.5 | 0.5 | 0.5 | Solar Photovoltaic | SUN | PV | 8 | 2011 |  |  | (OP) Operating | Middlesex
60864 | Glopak Corporation | Glopak Solar PV Power Plant | Industrial Non-CHP | NJ | 0.5 | 0.5 | 0.5 | Solar Photovoltaic | SUN | PV | 6 | 2012 |  |  | (OP) Operating | Middlesex
56990 | NJR Clean Energy Ventures Corporation | Princeton Solar Project | IPP Non-CHP | NJ | 2.5 | 2.5 | 2.5 | Solar Photovoltaic | SUN | PV | 9 | 2017 |  |  | (OP) Operating | Mercer
60994 | IGS Solar I, LLC | IGS Solar I - EWR5 | IPP Non-CHP | NJ | 1.9 | 1.9 | 1.3 | Solar Photovoltaic | SUN | PV | 11 | 2016 |  |  | (OP) Operating | Middlesex
60994 | IGS Solar I, LLC | IGS Solar I - EWR6 | IPP Non-CHP | NJ | 1.9 | 1.9 | 1.1 | Solar Photovoltaic | SUN | PV | 11 | 2016 |  |  | (OP) Operating | Middlesex
61077 | IGS ORIX Solar I, LLC | IOS - ERW9 | IPP Non-CHP | NJ | 5.3 | 5.3 | 3.4 | Solar Photovoltaic | SUN | PV | 8 | 2017 |  |  | (OP) Operating | Middlesex
61091 | Hopewell Valley High School | Hopewell Valley High School | Electric Utility | NJ | 1 | 1 | 1 | Batteries | MWH | BA | 12 | 2015 |  |  | (OP) Operating | Mercer
61091 | Hopewell Valley High School | Hopewell Valley High School | Electric Utility | NJ | 0.9 | 0.9 | 0.9 | Solar Photovoltaic | SUN | PV | 12 | 2015 |  |  | (OP) Operating | Mercer
61111 | DG New Jersey Solar, LLC | DG New Jersey Solar RLS Logistics | IPP Non-CHP | NJ | 4 | 4 | 4 | Solar Photovoltaic | SUN | PV | 1 | 2018 |  |  | (OP) Operating | Gloucester
61113 | DG Camden, LLC | DG Camden LLC Holtec | IPP Non-CHP | NJ | 2.2 | 2.2 | 2.2 | Solar Photovoltaic | SUN | PV | 12 | 2017 |  |  | (OP) Operating | Camden
61227 | Nautilus Solar Solutions | William G Mennen Sports Solar | IPP Non-CHP | NJ | 1.3 | 1.3 | 1 | Solar Photovoltaic | SUN | PV | 2 | 2011 |  |  | (OP) Operating | Morris
61440 | Princeton Energy Center LLC | Princeton Energy Center, LLC | Commercial CHP | NJ | 4.6 | 4.4 | 4.4 | Natural Gas Fired Combustion Turbine | NG | GT | 10 | 2012 |  |  | (OP) Operating | Middlesex
15478 | PSEG Nuclear LLC | PSEG Salem Generating Station | IPP Non-CHP | NJ | 41.8 | 38.4 | 38.4 | Petroleum Liquids | DFO | GT | 6 | 1971 |  |  | (SB) Standby/Backup: available for service but not normally used | Salem
56606 | Calpine New Jersey Generation LLC | Mickleton Station | IPP Non-CHP | NJ | 71.2 | 64.9 | 78 | Natural Gas Fired Combustion Turbine | NG | GT | 6 | 1974 |  |  | (SB) Standby/Backup: available for service but not normally used | Gloucester
60789 | Nautilus Power LLC | NAEA Lakewood LLC | IPP Non-CHP | NJ | 77.9 | 77.2 | 84.9 | Natural Gas Fired Combined Cycle | NG | CT | 4 | 1994 |  |  | (SB) Standby/Backup: available for service but not normally used | Ocean
60789 | Nautilus Power LLC | NAEA Lakewood LLC | IPP Non-CHP | NJ | 77.9 | 76.2 | 83.9 | Natural Gas Fired Combined Cycle | NG | CT | 4 | 1994 |  |  | (SB) Standby/Backup: available for service but not normally used | Ocean
60789 | Nautilus Power LLC | NAEA Lakewood LLC | IPP Non-CHP | NJ | 81 | 79.7 | 82.2 | Natural Gas Fired Combined Cycle | NG | CA | 4 | 1994 |  |  | (SB) Standby/Backup: available for service but not normally used | Ocean
8927 | Hunterdon Cogeneration LP | Hunterdon Cogen Facility | Commercial CHP | NJ | 4.1 | 4.1 | 4.1 | Natural Gas Fired Combustion Turbine | NG | GT | 11 | 1993 |  |  | (SB) Standby/Backup: available for service but not normally used | Hunterdon
2265 | Bristol-Myers Squibb Co | Bristol Myers Squibb New Brunswick | Industrial CHP | NJ | 1 | 0.6 | 1 | Natural Gas Steam Turbine | NG | ST | 8 | 1999 |  |  | (SB) Standby/Backup: available for service but not normally used | Middlesex
2265 | Bristol-Myers Squibb Co | Bristol Myers Squibb Lawrenceville | IPP Non-CHP | NJ | 1.2 | 0.9 | 0.9 | Petroleum Liquids | DFO | IC | 1 | 1991 |  |  | (SB) Standby/Backup: available for service but not normally used | Mercer
5914 | Erie Boulevard Hydropower LP | Fulton Hydro | IPP Non-CHP | NY | 0.8 | 0.1 | 0.7 | Conventional Hydroelectric | WAT | HY | 1 | 1924 |  |  | (OA) Out of service but expected to return to service in next calendar year | Oswego
5914 | Erie Boulevard Hydropower LP | Fulton Hydro | IPP Non-CHP | NY | 0.5 | 0.1 | 0.3 | Conventional Hydroelectric | WAT | HY | 1 | 1928 |  |  | (OA) Out of service but expected to return to service in next calendar year | Oswego
16183 | Rochester Gas & Electric Corp | Rochester 5 | Electric Utility | NY | 12.8 | 12.9 | 12.9 | Conventional Hydroelectric | WAT | HY | 7 | 1918 |  |  | (OA) Out of service but expected to return to service in next calendar year | Monroe
13511 | New York State Elec & Gas Corp | Rainbow Falls Auscble | Electric Utility | NY | 1.3 | 1.3 | 1.3 | Conventional Hydroelectric | WAT | HY | 8 | 1926 |  |  | (OA) Out of service but expected to return to service in next calendar year | Clinton
13511 | New York State Elec & Gas Corp | Rainbow Falls Auscble | Electric Utility | NY | 1.3 | 1.3 | 1.3 | Conventional Hydroelectric | WAT | HY | 8 | 1927 |  |  | (OA) Out of service but expected to return to service in next calendar year | Clinton
13511 | New York State Elec & Gas Corp | Auburn State Street | Electric Utility | NY | 7 | 5.3 | 7.2 | Natural Gas Fired Combustion Turbine | NG | GT | 8 | 2000 |  |  | (OA) Out of service but expected to return to service in next calendar year | Cayuga
60779 | Black River Hydroelectric, LLC | Glen Park Hydroelectric Project | IPP Non-CHP | NY | 14.5 | 14.5 | 14.5 | Conventional Hydroelectric | WAT | HY | 10 | 1999 |  |  | (OA) Out of service but expected to return to service in next calendar year | Jefferson
326 | Alice Falls Hydro, LLC | Alice Falls Hydro Project | IPP Non-CHP | NY | 1.5 | 1.5 | 1.5 | Conventional Hydroelectric | WAT | HY | 11 | 1991 |  |  | (OA) Out of service but expected to return to service in next calendar year | Clinton
326 | Alice Falls Hydro, LLC | Alice Falls Hydro Project | IPP Non-CHP | NY | 0.6 | 0.7 | 0.7 | Conventional Hydroelectric | WAT | HY | 11 | 1991 |  |  | (OA) Out of service but expected to return to service in next calendar year | Clinton
57431 | ReEnergy Biomass LLC | ReEnergy Lyonsdale Biomass | IPP CHP | NY | 21.1 | 19 | 19 | Wood/Wood Waste Biomass | WDS | ST | 8 | 1992 |  |  | (OA) Out of service but expected to return to service in next calendar year | Lewis
11329 | NYU Langone Health | NYU Luthern Medical Center | Commercial CHP | NY | 0.8 | 0.8 | 0.8 | Natural Gas Internal Combustion Engine | NG | IC | 1 | 1994 |  |  | (OA) Out of service but expected to return to service in next calendar year | Kings
11329 | NYU Langone Health | NYU Luthern Medical Center | Commercial CHP | NY | 0.8 | 0.8 | 0.8 | Natural Gas Internal Combustion Engine | NG | IC | 1 | 1994 |  |  | (OA) Out of service but expected to return to service in next calendar year | Kings
15296 | New York Power Authority | Ashokan | Electric Utility | NY | 2.3 | 2.3 | 2.3 | Conventional Hydroelectric | WAT | HY | 11 | 1982 |  |  | (OP) Operating | Ulster
15296 | New York Power Authority | Ashokan | Electric Utility | NY | 2.3 | 2.3 | 2.3 | Conventional Hydroelectric | WAT | HY | 11 | 1982 |  |  | (OP) Operating | Ulster
3249 | Central Hudson Gas & Elec Corp | Central Hudson High Falls | Electric Utility | NY | 3.2 | 3.2 | 3.2 | Conventional Hydroelectric | WAT | HY | 12 | 1986 |  |  | (OP) Operating | Ulster
13511 | New York State Elec & Gas Corp | Upper Mechanicville | Electric Utility | NY | 8.2 | 9.2 | 9.2 | Conventional Hydroelectric | WAT | HY | 9 | 1983 |  |  | (OP) Operating | Saratoga
13511 | New York State Elec & Gas Corp | Upper Mechanicville | Electric Utility | NY | 8.2 | 9.2 | 9.2 | Conventional Hydroelectric | WAT | HY | 9 | 1983 |  |  | (OP) Operating | Saratoga
15296 | New York Power Authority | Jarvis (Hinckley) | Electric Utility | NY | 4.5 | 4.5 | 4.5 | Conventional Hydroelectric | WAT | HY | 7 | 1991 |  |  | (OP) Operating | Oneida
15296 | New York Power Authority | Jarvis (Hinckley) | Electric Utility | NY | 4.5 | 4.5 | 4.5 | Conventional Hydroelectric | WAT | HY | 7 | 1991 |  |  | (OP) Operating | Oneida
58971 | Danskammer Energy | Danskammer Generating Station | IPP Non-CHP | NY | 72 | 70.7 | 68.2 | Natural Gas Steam Turbine | NG | ST | 12 | 1951 |  |  | (OP) Operating | Orange
58971 | Danskammer Energy | Danskammer Generating Station | IPP Non-CHP | NY | 73.5 | 65.7 | 65.5 | Natural Gas Steam Turbine | NG | ST | 9 | 1954 |  |  | (OP) Operating | Orange
58971 | Danskammer Energy | Danskammer Generating Station | IPP Non-CHP | NY | 147.1 | 137.7 | 137.1 | Natural Gas Steam Turbine | NG | ST | 10 | 1959 |  |  | (OP) Operating | Orange
58971 | Danskammer Energy | Danskammer Generating Station | IPP Non-CHP | NY | 239.4 | 221.7 | 225 | Natural Gas Steam Turbine | NG | ST | 9 | 1967 |  |  | (OP) Operating | Orange
3249 | Central Hudson Gas & Elec Corp | Dashville | Electric Utility | NY | 2.4 | 2.4 | 2.4 | Conventional Hydroelectric | WAT | HY | 1 | 1920 |  |  | (OP) Operating | Ulster
3249 | Central Hudson Gas & Elec Corp | Dashville | Electric Utility | NY | 2.4 | 2.4 | 2.4 | Conventional Hydroelectric | WAT | HY | 1 | 1920 |  |  | (OP) Operating | Ulster
15296 | New York Power Authority | Neversink | Electric Utility | NY | 25 | 22 | 23 | Conventional Hydroelectric | WAT | HY | 12 | 1953 |  |  | (OP) Operating | Sullivan
3249 | Central Hudson Gas & Elec Corp | South Cairo | Electric Utility | NY | 21.6 | 21.3 | 21.3 | Petroleum Liquids | KER | GT | 6 | 1970 |  |  | (OP) Operating | Greene
3249 | Central Hudson Gas & Elec Corp | Sturgeon | Electric Utility | NY | 4.8 | 4.8 | 4.8 | Conventional Hydroelectric | WAT | HY | 1 | 1924 |  |  | (OP) Operating | Ulster
3249 | Central Hudson Gas & Elec Corp | Sturgeon | Electric Utility | NY | 4.8 | 4.8 | 4.8 | Conventional Hydroelectric | WAT | HY | 1 | 1924 |  |  | (OP) Operating | Ulster
3249 | Central Hudson Gas & Elec Corp | Sturgeon | Electric Utility | NY | 4.8 | 4.8 | 4.8 | Conventional Hydroelectric | WAT | HY | 1 | 1924 |  |  | (OP) Operating | Ulster
3249 | Central Hudson Gas & Elec Corp | West Coxsackie | Electric Utility | NY | 21.6 | 21.3 | 21.3 | Natural Gas Fired Combustion Turbine | NG | GT | 12 | 1969 |  |  | (OP) Operating | Greene
13192 | NRG Arthur Kill Operations Inc | Arthur Kill Generating Station | IPP Non-CHP | NY | 342 | 338 | 340 | Natural Gas Steam Turbine | NG | ST | 9 | 1959 |  |  | (OP) Operating | Richmond
13192 | NRG Arthur Kill Operations Inc | Arthur Kill Generating Station | IPP Non-CHP | NY | 535.5 | 508 | 519 | Natural Gas Steam Turbine | NG | ST | 6 | 1969 |  |  | (OP) Operating | Richmond
13192 | NRG Arthur Kill Operations Inc | Arthur Kill Generating Station | IPP Non-CHP | NY | 18 | 12 | 15 | Natural Gas Fired Combustion Turbine | NG | GT | 1 | 1970 |  |  | (OP) Operating | Richmond
4226 | Consolidated Edison Co-NY Inc | East River | Electric Utility | NY | 180 | 153.1 | 197.8 | Natural Gas Fired Combustion Turbine | NG | GT | 4 | 2005 |  |  | (OP) Operating | New York
4226 | Consolidated Edison Co-NY Inc | East River | Electric Utility | NY | 180 | 154 | 198.5 | Natural Gas Fired Combustion Turbine | NG | GT | 4 | 2005 |  |  | (OP) Operating | New York
4226 | Consolidated Edison Co-NY Inc | East River | Electric Utility | NY | 156.2 | 143.9 | 148.6 | Natural Gas Steam Turbine | NG | ST | 11 | 1951 |  |  | (OP) Operating | New York
4226 | Consolidated Edison Co-NY Inc | East River | Electric Utility | NY | 200 | 187 | 188.6 | Natural Gas Steam Turbine | NG | ST | 6 | 1955 |  |  | (OP) Operating | New York
54863 | U S Power Generating Company LLC | Gowanus Gas Turbines Generating | IPP Non-CHP | NY | 20 | 18.7 | 23.9 | Petroleum Liquids | DFO | GT | 6 | 1971 |  |  | (OP) Operating | Kings
54863 | U S Power Generating Company LLC | Gowanus Gas Turbines Generating | IPP Non-CHP | NY | 20 | 19.2 | 24.7 | Petroleum Liquids | DFO | GT | 6 | 1971 |  |  | (OP) Operating | Kings
54863 | U S Power Generating Company LLC | Gowanus Gas Turbines Generating | IPP Non-CHP | NY | 20 | 17.4 | 21.9 | Petroleum Liquids | DFO | GT | 6 | 1971 |  |  | (OP) Operating | Kings
54863 | U S Power Generating Company LLC | Gowanus Gas Turbines Generating | IPP Non-CHP | NY | 20 | 16.2 | 20.9 | Petroleum Liquids | DFO | GT | 6 | 1971 |  |  | (OP) Operating | Kings
54863 | U S Power Generating Company LLC | Gowanus Gas Turbines Generating | IPP Non-CHP | NY | 20 | 17.4 | 21.6 | Petroleum Liquids | DFO | GT | 6 | 1971 |  |  | (OP) Operating | Kings
54863 | U S Power Generating Company LLC | Gowanus Gas Turbines Generating | IPP Non-CHP | NY | 20 | 16.1 | 20.8 | Petroleum Liquids | DFO | GT | 6 | 1971 |  |  | (OP) Operating | Kings
54863 | U S Power Generating Company LLC | Gowanus Gas Turbines Generating | IPP Non-CHP | NY | 20 | 17 | 22.2 | Petroleum Liquids | DFO | GT | 6 | 1971 |  |  | (OP) Operating | Kings
54863 | U S Power Generating Company LLC | Gowanus Gas Turbines Generating | IPP Non-CHP | NY | 20 | 16 | 20.4 | Petroleum Liquids | DFO | GT | 6 | 1971 |  |  | (OP) Operating | Kings
54863 | U S Power Generating Company LLC | Gowanus Gas Turbines Generating | IPP Non-CHP | NY | 20 | 16.9 | 21.1 | Natural Gas Fired Combustion Turbine | NG | GT | 6 | 1971 |  |  | (OP) Operating | Kings
54863 | U S Power Generating Company LLC | Gowanus Gas Turbines Generating | IPP Non-CHP | NY | 20 | 17.8 | 22.6 | Natural Gas Fired Combustion Turbine | NG | GT | 6 | 1971 |  |  | (OP) Operating | Kings
54863 | U S Power Generating Company LLC | Gowanus Gas Turbines Generating | IPP Non-CHP | NY | 20 | 19.1 | 24 | Natural Gas Fired Combustion Turbine | NG | GT | 6 | 1971 |  |  | (OP) Operating | Kings
54863 | U S Power Generating Company LLC | Gowanus Gas Turbines Generating | IPP Non-CHP | NY | 20 | 17.1 | 22.1 | Natural Gas Fired Combustion Turbine | NG | GT | 6 | 1971 |  |  | (OP) Operating | Kings
54863 | U S Power Generating Company LLC | Gowanus Gas Turbines Generating | IPP Non-CHP | NY | 20 | 17.6 | 22.2 | Natural Gas Fired Combustion Turbine | NG | GT | 6 | 1971 |  |  | (OP) Operating | Kings
54863 | U S Power Generating Company LLC | Gowanus Gas Turbines Generating | IPP Non-CHP | NY | 20 | 19.1 | 24.3 | Natural Gas Fired Combustion Turbine | NG | GT | 6 | 1971 |  |  | (OP) Operating | Kings
54863 | U S Power Generating Company LLC | Gowanus Gas Turbines Generating | IPP Non-CHP | NY | 20 | 18.8 | 23.8 | Natural Gas Fired Combustion Turbine | NG | GT | 6 | 1971 |  |  | (OP) Operating | Kings
54863 | U S Power Generating Company LLC | Gowanus Gas Turbines Generating | IPP Non-CHP | NY | 20 | 17 | 22 | Natural Gas Fired Combustion Turbine | NG | GT | 6 | 1971 |  |  | (OP) Operating | Kings
54863 | U S Power Generating Company LLC | Gowanus Gas Turbines Generating | IPP Non-CHP | NY | 20 | 16.8 | 21.4 | Natural Gas Fired Combustion Turbine | NG | GT | 7 | 1971 |  |  | (OP) Operating | Kings
54863 | U S Power Generating Company LLC | Gowanus Gas Turbines Generating | IPP Non-CHP | NY | 20 | 16.7 | 21.5 | Natural Gas Fired Combustion Turbine | NG | GT | 7 | 1971 |  |  | (OP) Operating | Kings
54863 | U S Power Generating Company LLC | Gowanus Gas Turbines Generating | IPP Non-CHP | NY | 20 | 18.8 | 23 | Natural Gas Fired Combustion Turbine | NG | GT | 7 | 1971 |  |  | (OP) Operating | Kings
54863 | U S Power Generating Company LLC | Gowanus Gas Turbines Generating | IPP Non-CHP | NY | 20 | 16.7 | 22.6 | Natural Gas Fired Combustion Turbine | NG | GT | 7 | 1971 |  |  | (OP) Operating | Kings
54863 | U S Power Generating Company LLC | Gowanus Gas Turbines Generating | IPP Non-CHP | NY | 20 | 17 | 22.3 | Natural Gas Fired Combustion Turbine | NG | GT | 7 | 1971 |  |  | (OP) Operating | Kings
54863 | U S Power Generating Company LLC | Gowanus Gas Turbines Generating | IPP Non-CHP | NY | 20 | 15.5 | 20.3 | Natural Gas Fired Combustion Turbine | NG | GT | 7 | 1971 |  |  | (OP) Operating | Kings
54863 | U S Power Generating Company LLC | Gowanus Gas Turbines Generating | IPP Non-CHP | NY | 20 | 17.6 | 23 | Natural Gas Fired Combustion Turbine | NG | GT | 7 | 1971 |  |  | (OP) Operating | Kings
54863 | U S Power Generating Company LLC | Gowanus Gas Turbines Generating | IPP Non-CHP | NY | 20 | 18.3 | 23.3 | Natural Gas Fired Combustion Turbine | NG | GT | 7 | 1971 |  |  | (OP) Operating | Kings
54863 | U S Power Generating Company LLC | Gowanus Gas Turbines Generating | IPP Non-CHP | NY | 20 | 18.9 | 24.2 | Petroleum Liquids | DFO | GT | 7 | 1971 |  |  | (OP) Operating | Kings
54863 | U S Power Generating Company LLC | Gowanus Gas Turbines Generating | IPP Non-CHP | NY | 20 | 17.6 | 22.3 | Petroleum Liquids | DFO | GT | 7 | 1971 |  |  | (OP) Operating | Kings
54863 | U S Power Generating Company LLC | Gowanus Gas Turbines Generating | IPP Non-CHP | NY | 20 | 17 | 22.2 | Petroleum Liquids | DFO | GT | 7 | 1971 |  |  | (OP) Operating | Kings
54863 | U S Power Generating Company LLC | Gowanus Gas Turbines Generating | IPP Non-CHP | NY | 20 | 16.5 | 21.3 | Petroleum Liquids | DFO | GT | 7 | 1971 |  |  | (OP) Operating | Kings
54863 | U S Power Generating Company LLC | Gowanus Gas Turbines Generating | IPP Non-CHP | NY | 20 | 16.2 | 21.1 | Petroleum Liquids | DFO | GT | 7 | 1971 |  |  | (OP) Operating | Kings
54863 | U S Power Generating Company LLC | Gowanus Gas Turbines Generating | IPP Non-CHP | NY | 20 | 17.6 | 23.1 | Petroleum Liquids | DFO | GT | 7 | 1971 |  |  | (OP) Operating | Kings
54863 | U S Power Generating Company LLC | Gowanus Gas Turbines Generating | IPP Non-CHP | NY | 20 | 17.1 | 20.9 | Petroleum Liquids | DFO | GT | 7 | 1971 |  |  | (OP) Operating | Kings
54863 | U S Power Generating Company LLC | Gowanus Gas Turbines Generating | IPP Non-CHP | NY | 20 | 17.1 | 22.3 | Petroleum Liquids | DFO | GT | 7 | 1971 |  |  | (OP) Operating | Kings
4226 | Consolidated Edison Co-NY Inc | Hudson Avenue | Electric Utility | NY | 16.3 | 13.5 | 16.2 | Petroleum Liquids | KER | GT | 7 | 1970 |  |  | (OP) Operating | Kings
4226 | Consolidated Edison Co-NY Inc | Hudson Avenue | Electric Utility | NY | 16.3 | 13.8 | 18.9 | Petroleum Liquids | KER | GT | 7 | 1970 |  |  | (OP) Operating | Kings
4226 | Consolidated Edison Co-NY Inc | Hudson Avenue | Electric Utility | NY | 16.3 | 14.4 | 16.5 | Petroleum Liquids | KER | GT | 7 | 1970 |  |  | (OP) Operating | Kings
6027 | Entergy Nuclear Indian Point 2 | Indian Point 2 | IPP Non-CHP | NY | 1299 | 1012.1 | 1028.2 | Nuclear | NUC | ST | 8 | 1973 |  |  | (OP) Operating | Westchester
54863 | U S Power Generating Company LLC | Narrows Gas Turbines Generating | IPP Non-CHP | NY | 22 | 18.9 | 23.9 | Natural Gas Fired Combustion Turbine | NG | GT | 5 | 1972 |  |  | (OP) Operating | Kings
54863 | U S Power Generating Company LLC | Narrows Gas Turbines Generating | IPP Non-CHP | NY | 22 | 17.3 | 22.4 | Natural Gas Fired Combustion Turbine | NG | GT | 5 | 1972 |  |  | (OP) Operating | Kings
54863 | U S Power Generating Company LLC | Narrows Gas Turbines Generating | IPP Non-CHP | NY | 22 | 18.9 | 23.4 | Natural Gas Fired Combustion Turbine | NG | GT | 5 | 1972 |  |  | (OP) Operating | Kings
54863 | U S Power Generating Company LLC | Narrows Gas Turbines Generating | IPP Non-CHP | NY | 22 | 19.1 | 24.4 | Natural Gas Fired Combustion Turbine | NG | GT | 5 | 1972 |  |  | (OP) Operating | Kings
54863 | U S Power Generating Company LLC | Narrows Gas Turbines Generating | IPP Non-CHP | NY | 22 | 19.8 | 24.4 | Natural Gas Fired Combustion Turbine | NG | GT | 5 | 1972 |  |  | (OP) Operating | Kings
54863 | U S Power Generating Company LLC | Narrows Gas Turbines Generating | IPP Non-CHP | NY | 22 | 16.5 | 22.1 | Natural Gas Fired Combustion Turbine | NG | GT | 5 | 1972 |  |  | (OP) Operating | Kings
54863 | U S Power Generating Company LLC | Narrows Gas Turbines Generating | IPP Non-CHP | NY | 22 | 15.6 | 20.6 | Natural Gas Fired Combustion Turbine | NG | GT | 5 | 1972 |  |  | (OP) Operating | Kings
54863 | U S Power Generating Company LLC | Narrows Gas Turbines Generating | IPP Non-CHP | NY | 22 | 17.4 | 21.9 | Natural Gas Fired Combustion Turbine | NG | GT | 5 | 1972 |  |  | (OP) Operating | Kings
54863 | U S Power Generating Company LLC | Narrows Gas Turbines Generating | IPP Non-CHP | NY | 22 | 18.6 | 23.8 | Natural Gas Fired Combustion Turbine | NG | GT | 6 | 1972 |  |  | (OP) Operating | Kings
54863 | U S Power Generating Company LLC | Narrows Gas Turbines Generating | IPP Non-CHP | NY | 22 | 16.6 | 22.6 | Natural Gas Fired Combustion Turbine | NG | GT | 6 | 1972 |  |  | (OP) Operating | Kings
54863 | U S Power Generating Company LLC | Narrows Gas Turbines Generating | IPP Non-CHP | NY | 22 | 18 | 23.8 | Natural Gas Fired Combustion Turbine | NG | GT | 6 | 1972 |  |  | (OP) Operating | Kings
54863 | U S Power Generating Company LLC | Narrows Gas Turbines Generating | IPP Non-CHP | NY | 22 | 18.7 | 24.1 | Natural Gas Fired Combustion Turbine | NG | GT | 6 | 1972 |  |  | (OP) Operating | Kings
54863 | U S Power Generating Company LLC | Narrows Gas Turbines Generating | IPP Non-CHP | NY | 22 | 18 | 23.7 | Natural Gas Fired Combustion Turbine | NG | GT | 6 | 1972 |  |  | (OP) Operating | Kings
54863 | U S Power Generating Company LLC | Narrows Gas Turbines Generating | IPP Non-CHP | NY | 22 | 15.4 | 20.8 | Natural Gas Fired Combustion Turbine | NG | GT | 6 | 1972 |  |  | (OP) Operating | Kings
54863 | U S Power Generating Company LLC | Narrows Gas Turbines Generating | IPP Non-CHP | NY | 22 | 18.1 | 24.1 | Natural Gas Fired Combustion Turbine | NG | GT | 6 | 1972 |  |  | (OP) Operating | Kings
54863 | U S Power Generating Company LLC | Narrows Gas Turbines Generating | IPP Non-CHP | NY | 22 | 16 | 21.6 | Natural Gas Fired Combustion Turbine | NG | GT | 6 | 1972 |  |  | (OP) Operating | Kings
61130 | Helix Ravenswood, LLC | Ravenswood | IPP Non-CHP | NY | 400 | 368 | 368 | Natural Gas Steam Turbine | NG | ST | 2 | 1963 |  |  | (OP) Operating | Queens
61130 | Helix Ravenswood, LLC | Ravenswood | IPP Non-CHP | NY | 400 | 372.5 | 375 | Natural Gas Steam Turbine | NG | ST | 5 | 1963 |  |  | (OP) Operating | Queens
61130 | Helix Ravenswood, LLC | Ravenswood | IPP Non-CHP | NY | 1027 | 973 | 974.2 | Natural Gas Steam Turbine | NG | ST | 6 | 1965 |  |  | (OP) Operating | Queens
61130 | Helix Ravenswood, LLC | Ravenswood | IPP Non-CHP | NY | 170 | 169.7 | 194.2 | Natural Gas Fired Combined Cycle | NG | CT | 12 | 2003 |  |  | (OP) Operating | Queens
61130 | Helix Ravenswood, LLC | Ravenswood | IPP Non-CHP | NY | 80 | 79.1 | 82.7 | Natural Gas Fired Combined Cycle | NG | CA | 12 | 2003 |  |  | (OP) Operating | Queens
4226 | Consolidated Edison Co-NY Inc | 59th Street | Electric Utility | NY | 17.1 | 14.9 | 22.2 | Natural Gas Fired Combustion Turbine | NG | GT | 6 | 1969 |  |  | (OP) Operating | New York
4226 | Consolidated Edison Co-NY Inc | 74th Street | Electric Utility | NY | 18.5 | 17.9 | 21.3 | Petroleum Liquids | KER | GT | 10 | 1968 |  |  | (OP) Operating | New York
4226 | Consolidated Edison Co-NY Inc | 74th Street | Electric Utility | NY | 18.5 | 19.8 | 20.2 | Petroleum Liquids | KER | GT | 10 | 1968 |  |  | (OP) Operating | New York
56505 | National Grid Generation LLC | E F Barrett | Electric Utility | NY | 41.8 | 39.6 | 49.7 | Natural Gas Fired Combustion Turbine | NG | GT | 6 | 1971 |  |  | (OP) Operating | Nassau
56505 | National Grid Generation LLC | E F Barrett | Electric Utility | NY | 41.8 | 40.1 | 49.7 | Natural Gas Fired Combustion Turbine | NG | GT | 6 | 1971 |  |  | (OP) Operating | Nassau
56505 | National Grid Generation LLC | E F Barrett | Electric Utility | NY | 41.8 | 40.9 | 49.3 | Natural Gas Fired Combustion Turbine | NG | GT | 6 | 1971 |  |  | (OP) Operating | Nassau
56505 | National Grid Generation LLC | E F Barrett | Electric Utility | NY | 18 | 17.2 | 20 | Natural Gas Fired Combustion Turbine | NG | GT | 6 | 1970 |  |  | (OP) Operating | Nassau
56505 | National Grid Generation LLC | E F Barrett | Electric Utility | NY | 18 | 17.1 | 19.2 | Natural Gas Fired Combustion Turbine | NG | GT | 7 | 1970 |  |  | (OP) Operating | Nassau
56505 | National Grid Generation LLC | E F Barrett | Electric Utility | NY | 18 | 17.3 | 19.9 | Natural Gas Fired Combustion Turbine | NG | GT | 7 | 1970 |  |  | (OP) Operating | Nassau
56505 | National Grid Generation LLC | E F Barrett | Electric Utility | NY | 18 | 17.8 | 20 | Natural Gas Fired Combustion Turbine | NG | GT | 7 | 1970 |  |  | (OP) Operating | Nassau
56505 | National Grid Generation LLC | E F Barrett | Electric Utility | NY | 18 | 16.9 | 20.4 | Natural Gas Fired Combustion Turbine | NG | GT | 7 | 1970 |  |  | (OP) Operating | Nassau
56505 | National Grid Generation LLC | E F Barrett | Electric Utility | NY | 41.8 | 40.7 | 50.3 | Natural Gas Fired Combustion Turbine | NG | GT | 6 | 1971 |  |  | (OP) Operating | Nassau
56505 | National Grid Generation LLC | E F Barrett | Electric Utility | NY | 18 | 17.4 | 16 | Natural Gas Fired Combustion Turbine | NG | GT | 6 | 1970 |  |  | (OP) Operating | Nassau
56505 | National Grid Generation LLC | E F Barrett | Electric Utility | NY | 18 | 17.5 | 18.7 | Natural Gas Fired Combustion Turbine | NG | GT | 6 | 1970 |  |  | (OP) Operating | Nassau
56505 | National Grid Generation LLC | E F Barrett | Electric Utility | NY | 188 | 193 | 199.2 | Natural Gas Steam Turbine | NG | ST | 11 | 1956 |  |  | (OP) Operating | Nassau
56505 | National Grid Generation LLC | E F Barrett | Electric Utility | NY | 188 | 192.7 | 196 | Natural Gas Steam Turbine | NG | ST | 10 | 1963 |  |  | (OP) Operating | Nassau
56505 | National Grid Generation LLC | East Hampton | Electric Utility | NY | 21.3 | 19.2 | 24 | Petroleum Liquids | DFO | GT | 12 | 1970 |  |  | (OP) Operating | Suffolk
56505 | National Grid Generation LLC | East Hampton | Electric Utility | NY | 2 | 2 | 2 | Petroleum Liquids | DFO | IC | 12 | 1962 |  |  | (OP) Operating | Suffolk
56505 | National Grid Generation LLC | East Hampton | Electric Utility | NY | 2 | 2 | 2.1 | Petroleum Liquids | DFO | IC | 12 | 1962 |  |  | (OP) Operating | Suffolk
56505 | National Grid Generation LLC | East Hampton | Electric Utility | NY | 2 | 2 | 2.1 | Petroleum Liquids | DFO | IC | 12 | 1962 |  |  | (OP) Operating | Suffolk
56505 | National Grid Generation LLC | Glenwood | Electric Utility | NY | 55 | 49 | 55.1 | Petroleum Liquids | DFO | GT | 6 | 1972 |  |  | (OP) Operating | Nassau
56505 | National Grid Generation LLC | Glenwood | Electric Utility | NY | 55 | 55.1 | 68.6 | Petroleum Liquids | DFO | GT | 6 | 1972 |  |  | (OP) Operating | Nassau
56505 | National Grid Generation LLC | Northport | Electric Utility | NY | 387 | 399 | 399 | Natural Gas Steam Turbine | NG | ST | 6 | 1968 |  |  | (OP) Operating | Suffolk
56505 | National Grid Generation LLC | Northport | Electric Utility | NY | 387 | 390.5 | 390 | Natural Gas Steam Turbine | NG | ST | 7 | 1972 |  |  | (OP) Operating | Suffolk
56505 | National Grid Generation LLC | Northport | Electric Utility | NY | 387 | 391.7 | 386.2 | Natural Gas Steam Turbine | NG | ST | 12 | 1977 |  |  | (OP) Operating | Suffolk
56505 | National Grid Generation LLC | Northport | Electric Utility | NY | 16 | 11.8 | 15.8 | Petroleum Liquids | DFO | GT | 3 | 1967 |  |  | (OP) Operating | Suffolk
56505 | National Grid Generation LLC | Northport | Electric Utility | NY | 387 | 399.5 | 397 | Natural Gas Steam Turbine | NG | ST | 7 | 1967 |  |  | (OP) Operating | Suffolk
56505 | National Grid Generation LLC | Port Jefferson | Electric Utility | NY | 188 | 190.3 | 188.5 | Natural Gas Steam Turbine | NG | ST | 11 | 1958 |  |  | (OP) Operating | Suffolk
56505 | National Grid Generation LLC | Port Jefferson | Electric Utility | NY | 188 | 189.5 | 198.2 | Natural Gas Steam Turbine | NG | ST | 11 | 1960 |  |  | (OP) Operating | Suffolk
56505 | National Grid Generation LLC | Port Jefferson | Electric Utility | NY | 16 | 12.1 | 16.3 | Petroleum Liquids | DFO | GT | 12 | 1966 |  |  | (OP) Operating | Suffolk
56505 | National Grid Generation LLC | Port Jefferson | Electric Utility | NY | 53 | 40.5 | 45.7 | Natural Gas Fired Combustion Turbine | NG | GT | 7 | 2002 |  |  | (OP) Operating | Suffolk
56505 | National Grid Generation LLC | Port Jefferson | Electric Utility | NY | 53 | 41.1 | 46.3 | Natural Gas Fired Combustion Turbine | NG | GT | 7 | 2002 |  |  | (OP) Operating | Suffolk
56505 | National Grid Generation LLC | Shoreham | Electric Utility | NY | 52.9 | 49.8 | 65 | Petroleum Liquids | DFO | GT | 7 | 1971 |  |  | (OP) Operating | Suffolk
56505 | National Grid Generation LLC | Shoreham | Electric Utility | NY | 18.6 | 15.9 | 19.7 | Petroleum Liquids | DFO | GT | 4 | 1966 |  |  | (OP) Operating | Suffolk
56505 | National Grid Generation LLC | South Hampton | Electric Utility | NY | 11.5 | 8.5 | 10.4 | Petroleum Liquids | DFO | GT | 3 | 1963 |  |  | (OP) Operating | Suffolk
56505 | National Grid Generation LLC | Southold | Electric Utility | NY | 14 | 10 | 9 | Petroleum Liquids | DFO | GT | 8 | 1964 |  |  | (OP) Operating | Suffolk
56505 | National Grid Generation LLC | West Babylon | Electric Utility | NY | 52.4 | 49.7 | 66.5 | Petroleum Liquids | DFO | GT | 8 | 1971 |  |  | (OP) Operating | Suffolk
13511 | New York State Elec & Gas Corp | Cadyville | Electric Utility | NY | 1.2 | 1.2 | 1.2 | Conventional Hydroelectric | WAT | HY | 8 | 1921 |  |  | (OP) Operating | Clinton
13511 | New York State Elec & Gas Corp | Cadyville | Electric Utility | NY | 1.2 | 1.2 | 1.2 | Conventional Hydroelectric | WAT | HY | 8 | 1921 |  |  | (OP) Operating | Clinton
13511 | New York State Elec & Gas Corp | Cadyville | Electric Utility | NY | 3.1 | 3.1 | 3.1 | Conventional Hydroelectric | WAT | HY | 9 | 1986 |  |  | (OP) Operating | Clinton
25 | Greenidge Generation Holdings LLC | Greenidge Generation LLC | IPP Non-CHP | NY | 112 | 107.5 | 106.3 | Natural Gas Steam Turbine | NG | ST | 12 | 1953 |  |  | (OP) Operating | Yates
13511 | New York State Elec & Gas Corp | Harris Lake | Electric Utility | NY | 1.7 | 1.7 | 1.7 | Petroleum Liquids | DFO | IC | 9 | 1967 |  |  | (OP) Operating | Essex
13511 | New York State Elec & Gas Corp | Harris Lake | Electric Utility | NY | 2.5 | 2.3 | 2.3 | Petroleum Liquids | DFO | IC | 8 | 2017 |  |  | (OP) Operating | Essex
13511 | New York State Elec & Gas Corp | High Falls - Saranac NY | Electric Utility | NY | 4 | 4 | 4 | Conventional Hydroelectric | WAT | HY | 8 | 1948 |  |  | (OP) Operating | Clinton
13511 | New York State Elec & Gas Corp | High Falls - Saranac NY | Electric Utility | NY | 4 | 4 | 4 | Conventional Hydroelectric | WAT | HY | 8 | 1949 |  |  | (OP) Operating | Clinton
13511 | New York State Elec & Gas Corp | High Falls - Saranac NY | Electric Utility | NY | 7 | 7 | 7 | Conventional Hydroelectric | WAT | HY | 8 | 1956 |  |  | (OP) Operating | Clinton
13511 | New York State Elec & Gas Corp | Kent Falls | Electric Utility | NY | 3.2 | 3.8 | 3.8 | Conventional Hydroelectric | WAT | HY | 8 | 1928 |  |  | (OP) Operating | Clinton
13511 | New York State Elec & Gas Corp | Kent Falls | Electric Utility | NY | 3.2 | 3.8 | 3.8 | Conventional Hydroelectric | WAT | HY | 8 | 1928 |  |  | (OP) Operating | Clinton
13511 | New York State Elec & Gas Corp | Kent Falls | Electric Utility | NY | 6 | 6 | 6 | Conventional Hydroelectric | WAT | HY | 7 | 1985 |  |  | (OP) Operating | Clinton
22125 | Cayuga Operating Company, LLC | Cayuga Operating Company | IPP Non-CHP | NY | 155.3 | 152 | 151.2 | Conventional Steam Coal | BIT | ST | 9 | 1955 |  |  | (OP) Operating | Tompkins
22125 | Cayuga Operating Company, LLC | Cayuga Operating Company | IPP Non-CHP | NY | 167.2 | 150.2 | 158 | Conventional Steam Coal | BIT | ST | 10 | 1958 |  |  | (OP) Operating | Tompkins
14294 | PSEG Power New York Inc | Bethlehem Energy Center | IPP Non-CHP | NY | 194.3 | 182.6 | 203.9 | Natural Gas Fired Combined Cycle | NG | CT | 7 | 2005 |  |  | (OP) Operating | Albany
14294 | PSEG Power New York Inc | Bethlehem Energy Center | IPP Non-CHP | NY | 194.3 | 166.6 | 187.9 | Natural Gas Fired Combined Cycle | NG | CT | 7 | 2005 |  |  | (OP) Operating | Albany
14294 | PSEG Power New York Inc | Bethlehem Energy Center | IPP Non-CHP | NY | 194.3 | 182.6 | 203.9 | Natural Gas Fired Combined Cycle | NG | CT | 7 | 2005 |  |  | (OP) Operating | Albany
14294 | PSEG Power New York Inc | Bethlehem Energy Center | IPP Non-CHP | NY | 310.2 | 257 | 296.6 | Natural Gas Fired Combined Cycle | NG | CA | 7 | 2005 |  |  | (OP) Operating | Albany
5914 | Erie Boulevard Hydropower LP | Allens Falls | IPP Non-CHP | NY | 4 | 3.5 | 5 | Conventional Hydroelectric | WAT | HY | 1 | 1927 |  |  | (OP) Operating | St Lawrence
5914 | Erie Boulevard Hydropower LP | Beardslee | IPP Non-CHP | NY | 10 | 8.5 | 8.9 | Conventional Hydroelectric | WAT | HY | 1 | 1924 |  |  | (OP) Operating | Herkimer
5914 | Erie Boulevard Hydropower LP | Beardslee | IPP Non-CHP | NY | 10 | 8.1 | 7.8 | Conventional Hydroelectric | WAT | HY | 1 | 1924 |  |  | (OP) Operating | Herkimer
5914 | Erie Boulevard Hydropower LP | Belfort | IPP Non-CHP | NY | 0.4 | 0.4 | 0.4 | Conventional Hydroelectric | WAT | HY | 1 | 1903 |  |  | (OP) Operating | Lewis
5914 | Erie Boulevard Hydropower LP | Belfort | IPP Non-CHP | NY | 0.6 | 0.5 | 0.5 | Conventional Hydroelectric | WAT | HY | 1 | 1915 |  |  | (OP) Operating | Lewis
5914 | Erie Boulevard Hydropower LP | Belfort | IPP Non-CHP | NY | 1 | 0.9 | 0.9 | Conventional Hydroelectric | WAT | HY | 1 | 1918 |  |  | (OP) Operating | Lewis
5914 | Erie Boulevard Hydropower LP | Bennetts Bridge | IPP Non-CHP | NY | 9 | 8.4 | 7 | Conventional Hydroelectric | WAT | HY | 1 | 1932 |  |  | (OP) Operating | Oswego
5914 | Erie Boulevard Hydropower LP | Bennetts Bridge | IPP Non-CHP | NY | 9 | 8.4 | 7.5 | Conventional Hydroelectric | WAT | HY | 1 | 1932 |  |  | (OP) Operating | Oswego
5914 | Erie Boulevard Hydropower LP | Bennetts Bridge | IPP Non-CHP | NY | 9 | 6.3 | 7.3 | Conventional Hydroelectric | WAT | HY | 1 | 1966 |  |  | (OP) Operating | Oswego
5914 | Erie Boulevard Hydropower LP | Bennetts Bridge | IPP Non-CHP | NY | 9 | 7.2 | 7.3 | Conventional Hydroelectric | WAT | HY | 1 | 1966 |  |  | (OP) Operating | Oswego
5914 | Erie Boulevard Hydropower LP | Black River | IPP Non-CHP | NY | 2 | 1.5 | 2.3 | Conventional Hydroelectric | WAT | HY | 1 | 1920 |  |  | (OP) Operating | Jefferson
5914 | Erie Boulevard Hydropower LP | Black River | IPP Non-CHP | NY | 2 | 1.5 | 2.3 | Conventional Hydroelectric | WAT | HY | 1 | 1920 |  |  | (OP) Operating | Jefferson
5914 | Erie Boulevard Hydropower LP | Black River | IPP Non-CHP | NY | 2 | 1.5 | 2.3 | Conventional Hydroelectric | WAT | HY | 1 | 1920 |  |  | (OP) Operating | Jefferson
5914 | Erie Boulevard Hydropower LP | Blake | IPP Non-CHP | NY | 15 | 14.2 | 14.5 | Conventional Hydroelectric | WAT | HY | 1 | 1957 |  |  | (OP) Operating | St Lawrence
5914 | Erie Boulevard Hydropower LP | Browns Falls | IPP Non-CHP | NY | 8 | 7.9 | 7.6 | Conventional Hydroelectric | WAT | HY | 1 | 1923 |  |  | (OP) Operating | St Lawrence
5914 | Erie Boulevard Hydropower LP | Browns Falls | IPP Non-CHP | NY | 8 | 7.9 | 7.6 | Conventional Hydroelectric | WAT | HY | 1 | 1923 |  |  | (OP) Operating | St Lawrence
5914 | Erie Boulevard Hydropower LP | Chasm | IPP Non-CHP | NY | 1 | 0.5 | 0.6 | Conventional Hydroelectric | WAT | HY | 1 | 1913 |  |  | (OP) Operating | Franklin
5914 | Erie Boulevard Hydropower LP | Chasm | IPP Non-CHP | NY | 1 | 0.5 | 0.6 | Conventional Hydroelectric | WAT | HY | 1 | 1913 |  |  | (OP) Operating | Franklin
5914 | Erie Boulevard Hydropower LP | Chasm | IPP Non-CHP | NY | 1 | 0.6 | 0.7 | Conventional Hydroelectric | WAT | HY | 1 | 1926 |  |  | (OP) Operating | Franklin
5914 | Erie Boulevard Hydropower LP | Colton | IPP Non-CHP | NY | 11 | 9.9 | 9.7 | Conventional Hydroelectric | WAT | HY | 1 | 1918 |  |  | (OP) Operating | St Lawrence
5914 | Erie Boulevard Hydropower LP | Colton | IPP Non-CHP | NY | 12 | 10.3 | 9.9 | Conventional Hydroelectric | WAT | HY | 1 | 1918 |  |  | (OP) Operating | St Lawrence
5914 | Erie Boulevard Hydropower LP | Colton | IPP Non-CHP | NY | 13 | 9.5 | 11.1 | Conventional Hydroelectric | WAT | HY | 1 | 1928 |  |  | (OP) Operating | St Lawrence
5914 | Erie Boulevard Hydropower LP | Deferiet | IPP Non-CHP | NY | 4 | 3.6 | 3.6 | Conventional Hydroelectric | WAT | HY | 1 | 1925 |  |  | (OP) Operating | Jefferson
5914 | Erie Boulevard Hydropower LP | Deferiet | IPP Non-CHP | NY | 4 | 3.6 | 3.6 | Conventional Hydroelectric | WAT | HY | 1 | 1925 |  |  | (OP) Operating | Jefferson
5914 | Erie Boulevard Hydropower LP | Deferiet | IPP Non-CHP | NY | 4 | 3.6 | 3.6 | Conventional Hydroelectric | WAT | HY | 1 | 1925 |  |  | (OP) Operating | Jefferson
5914 | Erie Boulevard Hydropower LP | Eagle | IPP Non-CHP | NY | 2 | 1.4 | 1.1 | Conventional Hydroelectric | WAT | HY | 1 | 1914 |  |  | (OP) Operating | Lewis
5914 | Erie Boulevard Hydropower LP | Eagle | IPP Non-CHP | NY | 1 | 1.2 | 1 | Conventional Hydroelectric | WAT | HY | 1 | 1915 |  |  | (OP) Operating | Lewis
5914 | Erie Boulevard Hydropower LP | Eagle | IPP Non-CHP | NY | 1 | 1.2 | 1 | Conventional Hydroelectric | WAT | HY | 1 | 1919 |  |  | (OP) Operating | Lewis
5914 | Erie Boulevard Hydropower LP | Eagle | IPP Non-CHP | NY | 2 | 2 | 1.8 | Conventional Hydroelectric | WAT | HY | 1 | 1925 |  |  | (OP) Operating | Lewis
5914 | Erie Boulevard Hydropower LP | Eel Weir | IPP Non-CHP | NY | 0.5 | 0.4 | 0.4 | Conventional Hydroelectric | WAT | HY | 1 | 1928 |  |  | (OP) Operating | St Lawrence
5914 | Erie Boulevard Hydropower LP | Eel Weir | IPP Non-CHP | NY | 1 | 0.8 | 0.8 | Conventional Hydroelectric | WAT | HY | 1 | 1928 |  |  | (OP) Operating | St Lawrence
5914 | Erie Boulevard Hydropower LP | Eel Weir | IPP Non-CHP | NY | 1 | 0.8 | 0.8 | Conventional Hydroelectric | WAT | HY | 1 | 1928 |  |  | (OP) Operating | St Lawrence
5914 | Erie Boulevard Hydropower LP | Effley | IPP Non-CHP | NY | 0.4 | 0.4 | 0.4 | Conventional Hydroelectric | WAT | HY | 1 | 1902 |  |  | (OP) Operating | Lewis
5914 | Erie Boulevard Hydropower LP | Effley | IPP Non-CHP | NY | 0.4 | 0.4 | 0.4 | Conventional Hydroelectric | WAT | HY | 1 | 1907 |  |  | (OP) Operating | Lewis
5914 | Erie Boulevard Hydropower LP | Effley | IPP Non-CHP | NY | 0.6 | 0.4 | 0.4 | Conventional Hydroelectric | WAT | HY | 1 | 1910 |  |  | (OP) Operating | Lewis
5914 | Erie Boulevard Hydropower LP | Effley | IPP Non-CHP | NY | 1.6 | 1.7 | 1.4 | Conventional Hydroelectric | WAT | HY | 1 | 1923 |  |  | (OP) Operating | Lewis
5914 | Erie Boulevard Hydropower LP | Elmer | IPP Non-CHP | NY | 1 | 1 | 1 | Conventional Hydroelectric | WAT | HY | 1 | 1916 |  |  | (OP) Operating | Lewis
5914 | Erie Boulevard Hydropower LP | Elmer | IPP Non-CHP | NY | 1 | 1 | 1 | Conventional Hydroelectric | WAT | HY | 1 | 1916 |  |  | (OP) Operating | Lewis
5914 | Erie Boulevard Hydropower LP | Ephratah | IPP Non-CHP | NY | 1 | 0.9 | 0.9 | Conventional Hydroelectric | WAT | HY | 1 | 1920 |  |  | (OP) Operating | Fulton
5914 | Erie Boulevard Hydropower LP | Ephratah | IPP Non-CHP | NY | 1 | 0.9 | 1 | Conventional Hydroelectric | WAT | HY | 1 | 1911 |  |  | (OP) Operating | Fulton
5914 | Erie Boulevard Hydropower LP | Ephratah | IPP Non-CHP | NY | 1 | 0.9 | 1 | Conventional Hydroelectric | WAT | HY | 1 | 1911 |  |  | (OP) Operating | Fulton
5914 | Erie Boulevard Hydropower LP | Ephratah | IPP Non-CHP | NY | 1 | 1 | 1 | Conventional Hydroelectric | WAT | HY | 1 | 1911 |  |  | (OP) Operating | Fulton
5914 | Erie Boulevard Hydropower LP | East Norfolk | IPP Non-CHP | NY | 4 | 4.1 | 4 | Conventional Hydroelectric | WAT | HY | 1 | 1928 |  |  | (OP) Operating | St Lawrence
5914 | Erie Boulevard Hydropower LP | Five Falls | IPP Non-CHP | NY | 24 | 22.4 | 23.5 | Conventional Hydroelectric | WAT | HY | 1 | 1955 |  |  | (OP) Operating | St Lawrence
5914 | Erie Boulevard Hydropower LP | Flat Rock | IPP Non-CHP | NY | 2 | 2.4 | 2.4 | Conventional Hydroelectric | WAT | HY | 1 | 1924 |  |  | (OP) Operating | St Lawrence
5914 | Erie Boulevard Hydropower LP | Flat Rock | IPP Non-CHP | NY | 3 | 2.8 | 2.8 | Conventional Hydroelectric | WAT | HY | 1 | 1924 |  |  | (OP) Operating | St Lawrence
5914 | Erie Boulevard Hydropower LP | Franklin (NY) | IPP Non-CHP | NY | 1 | 0.9 | 0.9 | Conventional Hydroelectric | WAT | HY | 1 | 1911 |  |  | (OP) Operating | Franklin
5914 | Erie Boulevard Hydropower LP | Franklin (NY) | IPP Non-CHP | NY | 1 | 1.1 | 1.1 | Conventional Hydroelectric | WAT | HY | 1 | 1926 |  |  | (OP) Operating | Franklin
5914 | Erie Boulevard Hydropower LP | Glenwood Hydro | IPP Non-CHP | NY | 0.5 | 0.5 | 0.4 | Conventional Hydroelectric | WAT | HY | 1 | 1950 |  |  | (OP) Operating | Orleans
5914 | Erie Boulevard Hydropower LP | Glenwood Hydro | IPP Non-CHP | NY | 0.5 | 0.5 | 0.4 | Conventional Hydroelectric | WAT | HY | 1 | 1950 |  |  | (OP) Operating | Orleans
5914 | Erie Boulevard Hydropower LP | Glenwood Hydro | IPP Non-CHP | NY | 0.5 | 0.5 | 0.4 | Conventional Hydroelectric | WAT | HY | 1 | 1950 |  |  | (OP) Operating | Orleans
5914 | Erie Boulevard Hydropower LP | Granby | IPP Non-CHP | NY | 5 | 5.1 | 5.2 | Conventional Hydroelectric | WAT | HY | 1 | 1983 |  |  | (OP) Operating | Oswego
5914 | Erie Boulevard Hydropower LP | Granby | IPP Non-CHP | NY | 5 | 5.1 | 5.2 | Conventional Hydroelectric | WAT | HY | 1 | 1983 |  |  | (OP) Operating | Oswego
5914 | Erie Boulevard Hydropower LP | Hannawa | IPP Non-CHP | NY | 4 | 3.6 | 3.6 | Conventional Hydroelectric | WAT | HY | 1 | 1914 |  |  | (OP) Operating | St Lawrence
5914 | Erie Boulevard Hydropower LP | Hannawa | IPP Non-CHP | NY | 4 | 3.9 | 3.9 | Conventional Hydroelectric | WAT | HY | 1 | 1920 |  |  | (OP) Operating | St Lawrence
5914 | Erie Boulevard Hydropower LP | Herrings | IPP Non-CHP | NY | 1.8 | 1.5 | 1.5 | Conventional Hydroelectric | WAT | HY | 1 | 1924 |  |  | (OP) Operating | Jefferson
5914 | Erie Boulevard Hydropower LP | Herrings | IPP Non-CHP | NY | 1.8 | 1.5 | 1.5 | Conventional Hydroelectric | WAT | HY | 1 | 1924 |  |  | (OP) Operating | Jefferson
5914 | Erie Boulevard Hydropower LP | Herrings | IPP Non-CHP | NY | 1.8 | 1.5 | 1.5 | Conventional Hydroelectric | WAT | HY | 1 | 1924 |  |  | (OP) Operating | Jefferson
5914 | Erie Boulevard Hydropower LP | Heuvelton | IPP Non-CHP | NY | 0.5 | 0.4 | 0.4 | Conventional Hydroelectric | WAT | HY | 1 | 1924 |  |  | (OP) Operating | St Lawrence
5914 | Erie Boulevard Hydropower LP | Heuvelton | IPP Non-CHP | NY | 0.5 | 0.4 | 0.4 | Conventional Hydroelectric | WAT | HY | 1 | 1924 |  |  | (OP) Operating | St Lawrence
14240 | Oswego City of | High Dam | Electric Utility | NY | 2.8 | 2.2 | 2.2 | Conventional Hydroelectric | WAT | HY | 8 | 1928 |  |  | (OP) Operating | Oswego
14240 | Oswego City of | High Dam | Electric Utility | NY | 2.8 | 2.2 | 2.2 | Conventional Hydroelectric | WAT | HY | 8 | 1928 |  |  | (OP) Operating | Oswego
14240 | Oswego City of | High Dam | Electric Utility | NY | 2.8 | 2.2 | 2.2 | Conventional Hydroelectric | WAT | HY | 8 | 1928 |  |  | (OP) Operating | Oswego
14240 | Oswego City of | High Dam | Electric Utility | NY | 3.5 | 2.2 | 2.2 | Conventional Hydroelectric | WAT | HY | 8 | 1949 |  |  | (OP) Operating | Oswego
5914 | Erie Boulevard Hydropower LP | High Falls - Croghan NY | IPP Non-CHP | NY | 2 | 1.8 | 1.8 | Conventional Hydroelectric | WAT | HY | 1 | 1925 |  |  | (OP) Operating | Lewis
5914 | Erie Boulevard Hydropower LP | High Falls - Croghan NY | IPP Non-CHP | NY | 2 | 1.8 | 1.8 | Conventional Hydroelectric | WAT | HY | 7 | 1925 |  |  | (OP) Operating | Lewis
5914 | Erie Boulevard Hydropower LP | High Falls - Croghan NY | IPP Non-CHP | NY | 2 | 1.8 | 1.8 | Conventional Hydroelectric | WAT | HY | 7 | 1925 |  |  | (OP) Operating | Lewis
5914 | Erie Boulevard Hydropower LP | Higley | IPP Non-CHP | NY | 1.5 | 1.5 | 1.6 | Conventional Hydroelectric | WAT | HY | 9 | 2003 |  |  | (OP) Operating | St Lawrence
5914 | Erie Boulevard Hydropower LP | Higley | IPP Non-CHP | NY | 1.5 | 1.6 | 1.6 | Conventional Hydroelectric | WAT | HY | 9 | 2003 |  |  | (OP) Operating | St Lawrence
5914 | Erie Boulevard Hydropower LP | Higley | IPP Non-CHP | NY | 1.5 | 1.6 | 1.6 | Conventional Hydroelectric | WAT | HY | 9 | 2003 |  |  | (OP) Operating | St Lawrence
5914 | Erie Boulevard Hydropower LP | Higley | IPP Non-CHP | NY | 1.5 | 1.6 | 1.6 | Conventional Hydroelectric | WAT | HY | 9 | 2003 |  |  | (OP) Operating | St Lawrence
5914 | Erie Boulevard Hydropower LP | Hydraulic Race | IPP Non-CHP | NY | 3 | 2.8 | 2.4 | Conventional Hydroelectric | WAT | HY | 1 | 1942 |  |  | (OP) Operating | Niagara
5914 | Erie Boulevard Hydropower LP | Inghams | IPP Non-CHP | NY | 3 | 2.8 | 2.9 | Conventional Hydroelectric | WAT | HY | 1 | 1912 |  |  | (OP) Operating | Fulton
5914 | Erie Boulevard Hydropower LP | Inghams | IPP Non-CHP | NY | 3 | 3.4 | 3.4 | Conventional Hydroelectric | WAT | HY | 1 | 1912 |  |  | (OP) Operating | Fulton
5914 | Erie Boulevard Hydropower LP | Johnsonville Dam | IPP Non-CHP | NY | 2 | 1.1 | 1.1 | Conventional Hydroelectric | WAT | HY | 1 | 1909 |  |  | (OP) Operating | Rensselaer
5914 | Erie Boulevard Hydropower LP | Johnsonville Dam | IPP Non-CHP | NY | 2 | 1.4 | 1.2 | Conventional Hydroelectric | WAT | HY | 1 | 1909 |  |  | (OP) Operating | Rensselaer
5914 | Erie Boulevard Hydropower LP | Kamargo | IPP Non-CHP | NY | 2 | 1.3 | 1.7 | Conventional Hydroelectric | WAT | HY | 1 | 1921 |  |  | (OP) Operating | Jefferson
5914 | Erie Boulevard Hydropower LP | Kamargo | IPP Non-CHP | NY | 2 | 1.3 | 1.7 | Conventional Hydroelectric | WAT | HY | 1 | 1921 |  |  | (OP) Operating | Jefferson
5914 | Erie Boulevard Hydropower LP | Kamargo | IPP Non-CHP | NY | 2 | 1.3 | 1.7 | Conventional Hydroelectric | WAT | HY | 1 | 1921 |  |  | (OP) Operating | Jefferson
5914 | Erie Boulevard Hydropower LP | Lighthouse Hill | IPP Non-CHP | NY | 4 | 4 | 4 | Conventional Hydroelectric | WAT | HY | 1 | 1930 |  |  | (OP) Operating | Oswego
5914 | Erie Boulevard Hydropower LP | Lighthouse Hill | IPP Non-CHP | NY | 4 | 3.6 | 4 | Conventional Hydroelectric | WAT | HY | 1 | 1930 |  |  | (OP) Operating | Oswego
5914 | Erie Boulevard Hydropower LP | Macomb | IPP Non-CHP | NY | 1 | 0.8 | 0.8 | Conventional Hydroelectric | WAT | HY | 1 | 1940 |  |  | (OP) Operating | Franklin
5914 | Erie Boulevard Hydropower LP | Minetto | IPP Non-CHP | NY | 2 | 1.4 | 1.4 | Conventional Hydroelectric | WAT | HY | 1 | 1915 |  |  | (OP) Operating | Oswego
5914 | Erie Boulevard Hydropower LP | Minetto | IPP Non-CHP | NY | 2 | 1.4 | 1.4 | Conventional Hydroelectric | WAT | HY | 1 | 1915 |  |  | (OP) Operating | Oswego
5914 | Erie Boulevard Hydropower LP | Minetto | IPP Non-CHP | NY | 2 | 1.4 | 1.4 | Conventional Hydroelectric | WAT | HY | 1 | 1915 |  |  | (OP) Operating | Oswego
5914 | Erie Boulevard Hydropower LP | Minetto | IPP Non-CHP | NY | 2 | 1.4 | 1.4 | Conventional Hydroelectric | WAT | HY | 1 | 1915 |  |  | (OP) Operating | Oswego
5914 | Erie Boulevard Hydropower LP | Minetto | IPP Non-CHP | NY | 2 | 1.4 | 1.4 | Conventional Hydroelectric | WAT | HY | 1 | 1915 |  |  | (OP) Operating | Oswego
5914 | Erie Boulevard Hydropower LP | Moshier | IPP Non-CHP | NY | 4 | 4 | 4 | Conventional Hydroelectric | WAT | HY | 1 | 1929 |  |  | (OP) Operating | Herkimer
5914 | Erie Boulevard Hydropower LP | Moshier | IPP Non-CHP | NY | 4 | 4 | 4 | Conventional Hydroelectric | WAT | HY | 1 | 1929 |  |  | (OP) Operating | Herkimer
55951 | Exelon Nuclear | Nine Mile Point Nuclear Station | IPP Non-CHP | NY | 641.8 | 625 | 627 | Nuclear | NUC | ST | 12 | 1969 |  |  | (OP) Operating | Oswego
55951 | Exelon Nuclear | Nine Mile Point Nuclear Station | IPP Non-CHP | NY | 1259.3 | 1291 | 1303 | Nuclear | NUC | ST | 7 | 1987 |  |  | (OP) Operating | Oswego
5914 | Erie Boulevard Hydropower LP | Norfolk | IPP Non-CHP | NY | 5 | 5.1 | 5 | Conventional Hydroelectric | WAT | HY | 1 | 1928 |  |  | (OP) Operating | St Lawrence
5914 | Erie Boulevard Hydropower LP | Norwood | IPP Non-CHP | NY | 2 | 2.2 | 2.1 | Conventional Hydroelectric | WAT | HY | 1 | 1928 |  |  | (OP) Operating | St Lawrence
13923 | NRG Oswego Harbor Power Operations Inc | Oswego Harbor Power | IPP Non-CHP | NY | 901.8 | 821.5 | 827 | Petroleum Liquids | RFO | ST | 6 | 1975 |  |  | (OP) Operating | Oswego
13923 | NRG Oswego Harbor Power Operations Inc | Oswego Harbor Power | IPP Non-CHP | NY | 901.8 | 816.5 | 827.5 | Petroleum Liquids | RFO | ST | 12 | 1979 |  |  | (OP) Operating | Oswego
5914 | Erie Boulevard Hydropower LP | Oswego Falls East | IPP Non-CHP | NY | 2 | 1.4 | 1.5 | Conventional Hydroelectric | WAT | HY | 1 | 1914 |  |  | (OP) Operating | Oswego
5914 | Erie Boulevard Hydropower LP | Oswego Falls East | IPP Non-CHP | NY | 2 | 1.4 | 1.5 | Conventional Hydroelectric | WAT | HY | 1 | 1914 |  |  | (OP) Operating | Oswego
5914 | Erie Boulevard Hydropower LP | Oswego Falls East | IPP Non-CHP | NY | 2 | 1.4 | 1.5 | Conventional Hydroelectric | WAT | HY | 1 | 1914 |  |  | (OP) Operating | Oswego
5914 | Erie Boulevard Hydropower LP | Oswego Falls West | IPP Non-CHP | NY | 1 | 0.9 | 0.9 | Conventional Hydroelectric | WAT | HY | 1 | 1914 |  |  | (OP) Operating | Oswego
5914 | Erie Boulevard Hydropower LP | Oswego Falls West | IPP Non-CHP | NY | 1 | 0.9 | 0.9 | Conventional Hydroelectric | WAT | HY | 1 | 1914 |  |  | (OP) Operating | Oswego
5914 | Erie Boulevard Hydropower LP | Oswego Falls West | IPP Non-CHP | NY | 0.5 | 0.4 | 0.4 | Conventional Hydroelectric | WAT | HY | 10 | 2008 |  |  | (OP) Operating | Oswego
5914 | Erie Boulevard Hydropower LP | Oswego Falls West | IPP Non-CHP | NY | 0.5 | 0.4 | 0.4 | Conventional Hydroelectric | WAT | HY | 10 | 2008 |  |  | (OP) Operating | Oswego
5914 | Erie Boulevard Hydropower LP | Parishville | IPP Non-CHP | NY | 3 | 2.3 | 2.4 | Conventional Hydroelectric | WAT | HY | 1 | 1925 |  |  | (OP) Operating | St Lawrence
5914 | Erie Boulevard Hydropower LP | Piercefield | IPP Non-CHP | NY | 1.5 | 1.6 | 1.6 | Conventional Hydroelectric | WAT | HY | 1 | 1957 |  |  | (OP) Operating | St Lawrence
5914 | Erie Boulevard Hydropower LP | Piercefield | IPP Non-CHP | NY | 0.6 | 0.6 | 0.6 | Conventional Hydroelectric | WAT | HY | 1 | 1924 |  |  | (OP) Operating | St Lawrence
5914 | Erie Boulevard Hydropower LP | Piercefield | IPP Non-CHP | NY | 0.6 | 0.6 | 0.6 | Conventional Hydroelectric | WAT | HY | 1 | 1924 |  |  | (OP) Operating | St Lawrence
5914 | Erie Boulevard Hydropower LP | Prospect | IPP Non-CHP | NY | 19 | 18.3 | 18.1 | Conventional Hydroelectric | WAT | HY | 1 | 1959 |  |  | (OP) Operating | Oneida
5914 | Erie Boulevard Hydropower LP | Rainbow Falls Hydro | IPP Non-CHP | NY | 25 | 24 | 23.8 | Conventional Hydroelectric | WAT | HY | 1 | 1956 |  |  | (OP) Operating | St Lawrence
5914 | Erie Boulevard Hydropower LP | Raymondville | IPP Non-CHP | NY | 2 | 2.3 | 2.1 | Conventional Hydroelectric | WAT | HY | 1 | 1928 |  |  | (OP) Operating | St Lawrence
5914 | Erie Boulevard Hydropower LP | South Edwards | IPP Non-CHP | NY | 1 | 1.2 | 1.1 | Conventional Hydroelectric | WAT | HY | 1 | 1912 |  |  | (OP) Operating | St Lawrence
5914 | Erie Boulevard Hydropower LP | South Edwards | IPP Non-CHP | NY | 1 | 1.2 | 1.1 | Conventional Hydroelectric | WAT | HY | 1 | 1912 |  |  | (OP) Operating | St Lawrence
5914 | Erie Boulevard Hydropower LP | South Edwards | IPP Non-CHP | NY | 1 | 0.8 | 0.7 | Conventional Hydroelectric | WAT | HY | 1 | 1921 |  |  | (OP) Operating | St Lawrence
5914 | Erie Boulevard Hydropower LP | South Edwards | IPP Non-CHP | NY | 1 | 0.2 | 0.2 | Conventional Hydroelectric | WAT | HY | 1 | 1994 |  |  | (OP) Operating | St Lawrence
5914 | Erie Boulevard Hydropower LP | School Street | IPP Non-CHP | NY | 8 | 7.5 | 7.1 | Conventional Hydroelectric | WAT | HY | 1 | 1915 |  |  | (OP) Operating | Albany
5914 | Erie Boulevard Hydropower LP | School Street | IPP Non-CHP | NY | 7 | 5.9 | 6.3 | Conventional Hydroelectric | WAT | HY | 1 | 1915 |  |  | (OP) Operating | Albany
5914 | Erie Boulevard Hydropower LP | School Street | IPP Non-CHP | NY | 7 | 6.1 | 6.4 | Conventional Hydroelectric | WAT | HY | 1 | 1915 |  |  | (OP) Operating | Albany
5914 | Erie Boulevard Hydropower LP | School Street | IPP Non-CHP | NY | 7 | 6.6 | 6.6 | Conventional Hydroelectric | WAT | HY | 1 | 1922 |  |  | (OP) Operating | Albany
5914 | Erie Boulevard Hydropower LP | School Street | IPP Non-CHP | NY | 13 | 10.8 | 9.7 | Conventional Hydroelectric | WAT | HY | 1 | 1924 |  |  | (OP) Operating | Albany
5914 | Erie Boulevard Hydropower LP | Schaghticoke | IPP Non-CHP | NY | 4 | 4 | 4.3 | Conventional Hydroelectric | WAT | HY | 1 | 1908 |  |  | (OP) Operating | Rensselaer
5914 | Erie Boulevard Hydropower LP | Schaghticoke | IPP Non-CHP | NY | 4 | 4.1 | 4.1 | Conventional Hydroelectric | WAT | HY | 1 | 1908 |  |  | (OP) Operating | Rensselaer
5914 | Erie Boulevard Hydropower LP | Schaghticoke | IPP Non-CHP | NY | 4 | 3.8 | 3.9 | Conventional Hydroelectric | WAT | HY | 1 | 1908 |  |  | (OP) Operating | Rensselaer
5914 | Erie Boulevard Hydropower LP | Schaghticoke | IPP Non-CHP | NY | 4 | 4 | 3.9 | Conventional Hydroelectric | WAT | HY | 1 | 1908 |  |  | (OP) Operating | Rensselaer
5914 | Erie Boulevard Hydropower LP | Schuylerville | IPP Non-CHP | NY | 2 | 1.5 | 1.6 | Conventional Hydroelectric | WAT | HY | 1 | 1919 |  |  | (OP) Operating | Saratoga
5914 | Erie Boulevard Hydropower LP | Sewalls | IPP Non-CHP | NY | 1 | 1.1 | 1.1 | Conventional Hydroelectric | WAT | HY | 1 | 1925 |  |  | (OP) Operating | Jefferson
5914 | Erie Boulevard Hydropower LP | Sewalls | IPP Non-CHP | NY | 1 | 1.1 | 1.1 | Conventional Hydroelectric | WAT | HY | 1 | 1925 |  |  | (OP) Operating | Jefferson
5914 | Erie Boulevard Hydropower LP | Sherman Island | IPP Non-CHP | NY | 7 | 6.7 | 6.7 | Conventional Hydroelectric | WAT | HY | 4 | 2009 |  |  | (OP) Operating | Saratoga
5914 | Erie Boulevard Hydropower LP | Sherman Island | IPP Non-CHP | NY | 7 | 7 | 8.1 | Conventional Hydroelectric | WAT | HY | 1 | 1923 |  |  | (OP) Operating | Saratoga
5914 | Erie Boulevard Hydropower LP | Sherman Island | IPP Non-CHP | NY | 7 | 7 | 8.3 | Conventional Hydroelectric | WAT | HY | 1 | 1923 |  |  | (OP) Operating | Saratoga
5914 | Erie Boulevard Hydropower LP | Sherman Island | IPP Non-CHP | NY | 7 | 7.2 | 7.4 | Conventional Hydroelectric | WAT | HY | 1 | 1923 |  |  | (OP) Operating | Saratoga
5914 | Erie Boulevard Hydropower LP | Sherman Island | IPP Non-CHP | NY | 7 | 7.7 | 8.2 | Conventional Hydroelectric | WAT | HY | 1 | 1923 |  |  | (OP) Operating | Saratoga
5914 | Erie Boulevard Hydropower LP | Sherman Island | IPP Non-CHP | NY | 1.3 | 1.3 | 1.3 | Conventional Hydroelectric | WAT | HY | 2 | 2009 |  |  | (OP) Operating | Saratoga
5914 | Erie Boulevard Hydropower LP | Soft Maple | IPP Non-CHP | NY | 8 | 7.2 | 8.1 | Conventional Hydroelectric | WAT | HY | 1 | 1925 |  |  | (OP) Operating | Lewis
5914 | Erie Boulevard Hydropower LP | Soft Maple | IPP Non-CHP | NY | 8 | 7.2 | 8.1 | Conventional Hydroelectric | WAT | HY | 1 | 1925 |  |  | (OP) Operating | Lewis
5914 | Erie Boulevard Hydropower LP | South Colton | IPP Non-CHP | NY | 21 | 19.8 | 20 | Conventional Hydroelectric | WAT | HY | 1 | 1954 |  |  | (OP) Operating | St Lawrence
5914 | Erie Boulevard Hydropower LP | Spier Falls | IPP Non-CHP | NY | 9 | 8.5 | 8.6 | Conventional Hydroelectric | WAT | HY | 1 | 1924 |  |  | (OP) Operating | Saratoga
5914 | Erie Boulevard Hydropower LP | Spier Falls | IPP Non-CHP | NY | 47 | 46 | 46.3 | Conventional Hydroelectric | WAT | HY | 1 | 1930 |  |  | (OP) Operating | Saratoga
5914 | Erie Boulevard Hydropower LP | Stark | IPP Non-CHP | NY | 26 | 23.3 | 24.5 | Conventional Hydroelectric | WAT | HY | 1 | 1957 |  |  | (OP) Operating | St Lawrence
5914 | Erie Boulevard Hydropower LP | Stewarts Bridge | IPP Non-CHP | NY | 36 | 37.5 | 37.5 | Conventional Hydroelectric | WAT | HY | 1 | 1952 |  |  | (OP) Operating | Saratoga
5914 | Erie Boulevard Hydropower LP | Stewarts Bridge | IPP Non-CHP | NY | 2.5 | 2.5 | 2.5 | Conventional Hydroelectric | WAT | HY | 6 | 2013 |  |  | (OP) Operating | Saratoga
5914 | Erie Boulevard Hydropower LP | Sugar Island | IPP Non-CHP | NY | 2 | 2.1 | 2.1 | Conventional Hydroelectric | WAT | HY | 1 | 1924 |  |  | (OP) Operating | St Lawrence
5914 | Erie Boulevard Hydropower LP | Sugar Island | IPP Non-CHP | NY | 2 | 2 | 2 | Conventional Hydroelectric | WAT | HY | 1 | 1924 |  |  | (OP) Operating | St Lawrence
5914 | Erie Boulevard Hydropower LP | Taylorville | IPP Non-CHP | NY | 1 | 1.1 | 1.1 | Conventional Hydroelectric | WAT | HY | 1 | 1913 |  |  | (OP) Operating | Lewis
5914 | Erie Boulevard Hydropower LP | Taylorville | IPP Non-CHP | NY | 1 | 0.9 | 0.9 | Conventional Hydroelectric | WAT | HY | 1 | 1913 |  |  | (OP) Operating | Lewis
5914 | Erie Boulevard Hydropower LP | Taylorville | IPP Non-CHP | NY | 1 | 1.1 | 1.1 | Conventional Hydroelectric | WAT | HY | 1 | 1913 |  |  | (OP) Operating | Lewis
5914 | Erie Boulevard Hydropower LP | Taylorville | IPP Non-CHP | NY | 1 | 1.3 | 1.3 | Conventional Hydroelectric | WAT | HY | 1 | 1927 |  |  | (OP) Operating | Lewis
5914 | Erie Boulevard Hydropower LP | Trenton Falls | IPP Non-CHP | NY | 6.8 | 8.1 | 6.8 | Conventional Hydroelectric | WAT | HY | 1 | 1919 |  |  | (OP) Operating | Oneida
5914 | Erie Boulevard Hydropower LP | Trenton Falls | IPP Non-CHP | NY | 6.4 | 8.1 | 6.4 | Conventional Hydroelectric | WAT | HY | 1 | 1919 |  |  | (OP) Operating | Oneida
5914 | Erie Boulevard Hydropower LP | Trenton Falls | IPP Non-CHP | NY | 8.7 | 9.7 | 8.7 | Conventional Hydroelectric | WAT | HY | 1 | 1919 |  |  | (OP) Operating | Oneida
5914 | Erie Boulevard Hydropower LP | Varick | IPP Non-CHP | NY | 2 | 1.4 | 1.4 | Conventional Hydroelectric | WAT | HY | 1 | 1926 |  |  | (OP) Operating | Oswego
5914 | Erie Boulevard Hydropower LP | Varick | IPP Non-CHP | NY | 2 | 1.4 | 1.4 | Conventional Hydroelectric | WAT | HY | 1 | 1926 |  |  | (OP) Operating | Oswego
5914 | Erie Boulevard Hydropower LP | Varick | IPP Non-CHP | NY | 2 | 1.4 | 1.4 | Conventional Hydroelectric | WAT | HY | 1 | 1926 |  |  | (OP) Operating | Oswego
5914 | Erie Boulevard Hydropower LP | Varick | IPP Non-CHP | NY | 2 | 1.4 | 1.4 | Conventional Hydroelectric | WAT | HY | 1 | 1926 |  |  | (OP) Operating | Oswego
5914 | Erie Boulevard Hydropower LP | Waterport | IPP Non-CHP | NY | 2 | 1.8 | 1.8 | Conventional Hydroelectric | WAT | HY | 1 | 1921 |  |  | (OP) Operating | Orleans
5914 | Erie Boulevard Hydropower LP | Waterport | IPP Non-CHP | NY | 2 | 2 | 2 | Conventional Hydroelectric | WAT | HY | 1 | 1921 |  |  | (OP) Operating | Orleans
5914 | Erie Boulevard Hydropower LP | Yaleville | IPP Non-CHP | NY | 1 | 0.4 | 0.4 | Conventional Hydroelectric | WAT | HY | 1 | 1940 |  |  | (OP) Operating | St Lawrence
5914 | Erie Boulevard Hydropower LP | Yaleville | IPP Non-CHP | NY | 1 | 0.2 | 0.1 | Conventional Hydroelectric | WAT | HY | 1 | 1940 |  |  | (OP) Operating | St Lawrence
12792 | NRG New York LLC | Bowline Point | IPP Non-CHP | NY | 621 | 575 | 578 | Natural Gas Steam Turbine | NG | ST | 9 | 1972 |  |  | (OP) Operating | Rockland
12792 | NRG New York LLC | Bowline Point | IPP Non-CHP | NY | 621 | 562 | 567 | Natural Gas Steam Turbine | NG | ST | 5 | 1974 |  |  | (OP) Operating | Rockland
15296 | New York Power Authority | Grahamsville | Electric Utility | NY | 18 | 15.5 | 15.5 | Conventional Hydroelectric | WAT | HY | 1 | 1956 |  |  | (OP) Operating | Sullivan
56142 | Alliance NYGT, LLC | Hillburn | IPP Non-CHP | NY | 46.5 | 33.1 | 43.8 | Natural Gas Fired Combustion Turbine | NG | GT | 7 | 1972 |  |  | (OP) Operating | Rockland
57280 | Eagle Creek RE LLC | Mongaup | IPP Non-CHP | NY | 4 | 4.3 | 4.3 | Conventional Hydroelectric | WAT | HY | 7 | 1923 |  |  | (OP) Operating | Sullivan
57280 | Eagle Creek RE LLC | Rio | IPP Non-CHP | NY | 10 | 10.1 | 10.1 | Conventional Hydroelectric | WAT | HY | 12 | 1927 |  |  | (OP) Operating | Sullivan
57280 | Eagle Creek RE LLC | Rio | IPP Non-CHP | NY | 0.8 | 0.8 | 0.8 | Conventional Hydroelectric | WAT | HY | 12 | 2013 |  |  | (OP) Operating | Sullivan
56142 | Alliance NYGT, LLC | Shoemaker | IPP Non-CHP | NY | 41.9 | 33 | 40 | Natural Gas Fired Combustion Turbine | NG | GT | 7 | 1972 |  |  | (OP) Operating | Orange
57280 | Eagle Creek RE LLC | Swinging Bridge 2 | IPP Non-CHP | NY | 6.8 | 7.4 | 7.4 | Conventional Hydroelectric | WAT | HY | 8 | 1939 |  |  | (OP) Operating | Sullivan
16183 | Rochester Gas & Electric Corp | Rochester 26 | Electric Utility | NY | 3 | 3 | 3 | Conventional Hydroelectric | WAT | HY | 8 | 1952 |  |  | (OP) Operating | Monroe
16183 | Rochester Gas & Electric Corp | Rochester 2 | Electric Utility | NY | 8.5 | 8.5 | 8.5 | Conventional Hydroelectric | WAT | HY | 8 | 1960 |  |  | (OP) Operating | Monroe
16183 | Rochester Gas & Electric Corp | Rochester 5 | Electric Utility | NY | 12.8 | 12.9 | 12.9 | Conventional Hydroelectric | WAT | HY | 7 | 1918 |  |  | (OP) Operating | Monroe
16183 | Rochester Gas & Electric Corp | Rochester 5 | Electric Utility | NY | 18 | 18 | 18 | Conventional Hydroelectric | WAT | HY | 7 | 1927 |  |  | (OP) Operating | Monroe
6775 | Village of Freeport - (NY) | Plant No 1 Freeport | Electric Utility | NY | 2.9 | 2.2 | 2.2 | Petroleum Liquids | DFO | IC | 1 | 1949 |  |  | (OP) Operating | Nassau
6775 | Village of Freeport - (NY) | Plant No 1 Freeport | Electric Utility | NY | 3.1 | 2 | 2 | Petroleum Liquids | DFO | IC | 1 | 1954 |  |  | (OP) Operating | Nassau
6775 | Village of Freeport - (NY) | Plant No 1 Freeport | Electric Utility | NY | 5.1 | 4.5 | 4.5 | Petroleum Liquids | DFO | IC | 10 | 1964 |  |  | (OP) Operating | Nassau
6775 | Village of Freeport - (NY) | Plant No 2 Freeport | Electric Utility | NY | 18.1 | 16.8 | 18 | Petroleum Liquids | DFO | GT | 5 | 1973 |  |  | (OP) Operating | Nassau
6775 | Village of Freeport - (NY) | Plant No 2 Freeport | Electric Utility | NY | 60.5 | 49 | 49 | Natural Gas Fired Combustion Turbine | NG | GT | 4 | 2004 |  |  | (OP) Operating | Nassau
7630 | Village of Greenport - (NY) | Greenport | Electric Utility | NY | 1.2 | 1 | 1 | Petroleum Liquids | DFO | IC | 6 | 1957 |  |  | (OP) Operating | Suffolk
7630 | Village of Greenport - (NY) | Greenport | Electric Utility | NY | 1.8 | 1.5 | 1.5 | Petroleum Liquids | DFO | IC | 6 | 1965 |  |  | (OP) Operating | Suffolk
7630 | Village of Greenport - (NY) | Greenport | Electric Utility | NY | 3.8 | 3 | 3 | Petroleum Liquids | DFO | IC | 6 | 1971 |  |  | (OP) Operating | Suffolk
9645 | Jamestown Board of Public Util | S A Carlson | Electric Utility | NY | 24.5 | 22.5 | 22.5 | Natural Gas Steam Turbine | NG | ST | 8 | 1951 |  |  | (OP) Operating | Chautauqua
9645 | Jamestown Board of Public Util | S A Carlson | Electric Utility | NY | 24.5 | 22.5 | 22.5 | Natural Gas Steam Turbine | NG | ST | 8 | 1968 |  |  | (OP) Operating | Chautauqua
9645 | Jamestown Board of Public Util | S A Carlson | Electric Utility | NY | 47.3 | 42 | 47 | Natural Gas Fired Combustion Turbine | NG | GT | 11 | 2001 |  |  | (OP) Operating | Chautauqua
15296 | New York Power Authority | Crescent | Electric Utility | NY | 2.8 | 2.8 | 2.8 | Conventional Hydroelectric | WAT | HY | 7 | 1924 |  |  | (OP) Operating | Albany
15296 | New York Power Authority | Crescent | Electric Utility | NY | 2.8 | 2.8 | 2.8 | Conventional Hydroelectric | WAT | HY | 7 | 1924 |  |  | (OP) Operating | Albany
15296 | New York Power Authority | Crescent | Electric Utility | NY | 3 | 3 | 3 | Conventional Hydroelectric | WAT | HY | 7 | 1991 |  |  | (OP) Operating | Albany
15296 | New York Power Authority | Crescent | Electric Utility | NY | 3 | 3 | 3 | Conventional Hydroelectric | WAT | HY | 7 | 1991 |  |  | (OP) Operating | Albany
15296 | New York Power Authority | Vischer Ferry | Electric Utility | NY | 2.8 | 2.8 | 2.9 | Conventional Hydroelectric | WAT | HY | 7 | 1924 |  |  | (OP) Operating | Saratoga
15296 | New York Power Authority | Vischer Ferry | Electric Utility | NY | 2.8 | 2.8 | 2.9 | Conventional Hydroelectric | WAT | HY | 7 | 1924 |  |  | (OP) Operating | Saratoga
15296 | New York Power Authority | Vischer Ferry | Electric Utility | NY | 3 | 3 | 2.9 | Conventional Hydroelectric | WAT | HY | 7 | 1991 |  |  | (OP) Operating | Saratoga
15296 | New York Power Authority | Vischer Ferry | Electric Utility | NY | 3 | 3 | 2.9 | Conventional Hydroelectric | WAT | HY | 7 | 1991 |  |  | (OP) Operating | Saratoga
15296 | New York Power Authority | Blenheim Gilboa | Electric Utility | NY | 250 | 292.2 | 292.2 | Hydroelectric Pumped Storage | WAT | PS | 7 | 1973 |  |  | (OP) Operating | Schoharie
15296 | New York Power Authority | Blenheim Gilboa | Electric Utility | NY | 250 | 291.4 | 292.1 | Hydroelectric Pumped Storage | WAT | PS | 7 | 1973 |  |  | (OP) Operating | Schoharie
15296 | New York Power Authority | Blenheim Gilboa | Electric Utility | NY | 250 | 291 | 291.2 | Hydroelectric Pumped Storage | WAT | PS | 7 | 1973 |  |  | (OP) Operating | Schoharie
15296 | New York Power Authority | Blenheim Gilboa | Electric Utility | NY | 250 | 291.5 | 293.7 | Hydroelectric Pumped Storage | WAT | PS | 7 | 1973 |  |  | (OP) Operating | Schoharie
15296 | New York Power Authority | Lewiston Niagara | Electric Utility | NY | 20 | 20 | 20 | Hydroelectric Pumped Storage | WAT | PS | 10 | 1961 |  |  | (OP) Operating | Niagara
15296 | New York Power Authority | Lewiston Niagara | Electric Utility | NY | 20 | 20 | 20 | Hydroelectric Pumped Storage | WAT | PS | 7 | 1962 |  |  | (OP) Operating | Niagara
15296 | New York Power Authority | Lewiston Niagara | Electric Utility | NY | 20 | 20 | 20 | Hydroelectric Pumped Storage | WAT | PS | 8 | 1962 |  |  | (OP) Operating | Niagara
15296 | New York Power Authority | Lewiston Niagara | Electric Utility | NY | 20 | 20 | 20 | Hydroelectric Pumped Storage | WAT | PS | 10 | 1962 |  |  | (OP) Operating | Niagara
15296 | New York Power Authority | Lewiston Niagara | Electric Utility | NY | 20 | 20 | 20 | Hydroelectric Pumped Storage | WAT | PS | 11 | 1961 |  |  | (OP) Operating | Niagara
15296 | New York Power Authority | Lewiston Niagara | Electric Utility | NY | 20 | 20 | 20 | Hydroelectric Pumped Storage | WAT | PS | 11 | 1961 |  |  | (OP) Operating | Niagara
15296 | New York Power Authority | Lewiston Niagara | Electric Utility | NY | 20 | 20 | 20 | Hydroelectric Pumped Storage | WAT | PS | 1 | 1962 |  |  | (OP) Operating | Niagara
15296 | New York Power Authority | Lewiston Niagara | Electric Utility | NY | 20 | 20 | 20 | Hydroelectric Pumped Storage | WAT | PS | 2 | 1962 |  |  | (OP) Operating | Niagara
15296 | New York Power Authority | Lewiston Niagara | Electric Utility | NY | 20 | 20 | 20 | Hydroelectric Pumped Storage | WAT | PS | 2 | 1962 |  |  | (OP) Operating | Niagara
15296 | New York Power Authority | Lewiston Niagara | Electric Utility | NY | 20 | 20 | 20 | Hydroelectric Pumped Storage | WAT | PS | 4 | 1962 |  |  | (OP) Operating | Niagara
15296 | New York Power Authority | Lewiston Niagara | Electric Utility | NY | 20 | 20 | 20 | Hydroelectric Pumped Storage | WAT | PS | 5 | 1962 |  |  | (OP) Operating | Niagara
15296 | New York Power Authority | Lewiston Niagara | Electric Utility | NY | 20 | 20 | 20 | Hydroelectric Pumped Storage | WAT | PS | 6 | 1962 |  |  | (OP) Operating | Niagara
15296 | New York Power Authority | Robert Moses Niagara | Electric Utility | NY | 193.5 | 187.6 | 187.8 | Conventional Hydroelectric | WAT | HY | 1 | 1961 |  |  | (OP) Operating | Niagara
15296 | New York Power Authority | Robert Moses Niagara | Electric Utility | NY | 193.5 | 187.6 | 187.8 | Conventional Hydroelectric | WAT | HY | 12 | 1961 |  |  | (OP) Operating | Niagara
15296 | New York Power Authority | Robert Moses Niagara | Electric Utility | NY | 193.5 | 187.6 | 187.8 | Conventional Hydroelectric | WAT | HY | 2 | 1962 |  |  | (OP) Operating | Niagara
15296 | New York Power Authority | Robert Moses Niagara | Electric Utility | NY | 193.5 | 187.6 | 187.8 | Conventional Hydroelectric | WAT | HY | 3 | 1962 |  |  | (OP) Operating | Niagara
15296 | New York Power Authority | Robert Moses Niagara | Electric Utility | NY | 193.5 | 187.6 | 187.8 | Conventional Hydroelectric | WAT | HY | 5 | 1962 |  |  | (OP) Operating | Niagara
15296 | New York Power Authority | Robert Moses Niagara | Electric Utility | NY | 193.5 | 187.6 | 187.8 | Conventional Hydroelectric | WAT | HY | 2 | 1962 |  |  | (OP) Operating | Niagara
15296 | New York Power Authority | Robert Moses Niagara | Electric Utility | NY | 193.5 | 187.6 | 187.8 | Conventional Hydroelectric | WAT | HY | 3 | 1961 |  |  | (OP) Operating | Niagara
15296 | New York Power Authority | Robert Moses Niagara | Electric Utility | NY | 193.5 | 187.6 | 187.8 | Conventional Hydroelectric | WAT | HY | 4 | 1961 |  |  | (OP) Operating | Niagara
15296 | New York Power Authority | Robert Moses Niagara | Electric Utility | NY | 193.5 | 187.6 | 187.8 | Conventional Hydroelectric | WAT | HY | 6 | 1961 |  |  | (OP) Operating | Niagara
15296 | New York Power Authority | Robert Moses Niagara | Electric Utility | NY | 193.5 | 187.6 | 187.8 | Conventional Hydroelectric | WAT | HY | 7 | 1961 |  |  | (OP) Operating | Niagara
15296 | New York Power Authority | Robert Moses Niagara | Electric Utility | NY | 193.5 | 187.6 | 187.8 | Conventional Hydroelectric | WAT | HY | 8 | 1961 |  |  | (OP) Operating | Niagara
15296 | New York Power Authority | Robert Moses Niagara | Electric Utility | NY | 150.3 | 187.6 | 187.8 | Conventional Hydroelectric | WAT | HY | 9 | 1961 |  |  | (OP) Operating | Niagara
15296 | New York Power Authority | Robert Moses Niagara | Electric Utility | NY | 150.3 | 187.6 | 187.8 | Conventional Hydroelectric | WAT | HY | 11 | 1961 |  |  | (OP) Operating | Niagara
15296 | New York Power Authority | Robert Moses Power Dam | Electric Utility | NY | 57 | 64.1 | 63.1 | Conventional Hydroelectric | WAT | HY | 7 | 1959 |  |  | (OP) Operating | St Lawrence
15296 | New York Power Authority | Robert Moses Power Dam | Electric Utility | NY | 57 | 64.1 | 63.1 | Conventional Hydroelectric | WAT | HY | 7 | 1959 |  |  | (OP) Operating | St Lawrence
15296 | New York Power Authority | Robert Moses Power Dam | Electric Utility | NY | 57 | 64.1 | 63.1 | Conventional Hydroelectric | WAT | HY | 6 | 1959 |  |  | (OP) Operating | St Lawrence
15296 | New York Power Authority | Robert Moses Power Dam | Electric Utility | NY | 57 | 64.1 | 63.1 | Conventional Hydroelectric | WAT | HY | 5 | 1959 |  |  | (OP) Operating | St Lawrence
15296 | New York Power Authority | Robert Moses Power Dam | Electric Utility | NY | 57 | 64.1 | 63.1 | Conventional Hydroelectric | WAT | HY | 5 | 1959 |  |  | (OP) Operating | St Lawrence
15296 | New York Power Authority | Robert Moses Power Dam | Electric Utility | NY | 57 | 64.1 | 63.1 | Conventional Hydroelectric | WAT | HY | 3 | 1959 |  |  | (OP) Operating | St Lawrence
15296 | New York Power Authority | Robert Moses Power Dam | Electric Utility | NY | 57 | 64.1 | 63.1 | Conventional Hydroelectric | WAT | HY | 1 | 1959 |  |  | (OP) Operating | St Lawrence
15296 | New York Power Authority | Robert Moses Power Dam | Electric Utility | NY | 57 | 64.1 | 63.1 | Conventional Hydroelectric | WAT | HY | 12 | 1958 |  |  | (OP) Operating | St Lawrence
15296 | New York Power Authority | Robert Moses Power Dam | Electric Utility | NY | 57 | 64.1 | 63.1 | Conventional Hydroelectric | WAT | HY | 11 | 1958 |  |  | (OP) Operating | St Lawrence
15296 | New York Power Authority | Robert Moses Power Dam | Electric Utility | NY | 57 | 64.1 | 63.1 | Conventional Hydroelectric | WAT | HY | 10 | 1958 |  |  | (OP) Operating | St Lawrence
15296 | New York Power Authority | Robert Moses Power Dam | Electric Utility | NY | 57 | 64.1 | 63.1 | Conventional Hydroelectric | WAT | HY | 8 | 1958 |  |  | (OP) Operating | St Lawrence
15296 | New York Power Authority | Robert Moses Power Dam | Electric Utility | NY | 57 | 64.1 | 63.1 | Conventional Hydroelectric | WAT | HY | 8 | 1958 |  |  | (OP) Operating | St Lawrence
15296 | New York Power Authority | Robert Moses Power Dam | Electric Utility | NY | 57 | 64.1 | 63.1 | Conventional Hydroelectric | WAT | HY | 7 | 1958 |  |  | (OP) Operating | St Lawrence
15296 | New York Power Authority | Robert Moses Power Dam | Electric Utility | NY | 57 | 64.1 | 63.1 | Conventional Hydroelectric | WAT | HY | 7 | 1958 |  |  | (OP) Operating | St Lawrence
15296 | New York Power Authority | Robert Moses Power Dam | Electric Utility | NY | 57 | 64.1 | 63.1 | Conventional Hydroelectric | WAT | HY | 7 | 1958 |  |  | (OP) Operating | St Lawrence
15296 | New York Power Authority | Robert Moses Power Dam | Electric Utility | NY | 57 | 64.1 | 63.1 | Conventional Hydroelectric | WAT | HY | 7 | 1958 |  |  | (OP) Operating | St Lawrence
16217 | Village of Rockville Centre - (NY) | Charles P Keller | Electric Utility | NY | 3.5 | 3.2 | 3.2 | Natural Gas Internal Combustion Engine | NG | IC | 1 | 1954 |  |  | (OP) Operating | Nassau
16217 | Village of Rockville Centre - (NY) | Charles P Keller | Electric Utility | NY | 5.2 | 5.2 | 5.2 | Natural Gas Internal Combustion Engine | NG | IC | 1 | 1962 |  |  | (OP) Operating | Nassau
16217 | Village of Rockville Centre - (NY) | Charles P Keller | Electric Utility | NY | 5.5 | 5.5 | 5.5 | Natural Gas Internal Combustion Engine | NG | IC | 1 | 1967 |  |  | (OP) Operating | Nassau
16217 | Village of Rockville Centre - (NY) | Charles P Keller | Electric Utility | NY | 5.5 | 5.5 | 5.5 | Natural Gas Internal Combustion Engine | NG | IC | 1 | 1974 |  |  | (OP) Operating | Nassau
16217 | Village of Rockville Centre - (NY) | Charles P Keller | Electric Utility | NY | 6.2 | 6.2 | 6.2 | Natural Gas Internal Combustion Engine | NG | IC | 9 | 1994 |  |  | (OP) Operating | Nassau
16217 | Village of Rockville Centre - (NY) | Charles P Keller | Electric Utility | NY | 2 | 2 | 2 | Petroleum Liquids | DFO | IC | 1 | 1942 |  |  | (OP) Operating | Nassau
16217 | Village of Rockville Centre - (NY) | Charles P Keller | Electric Utility | NY | 2.4 | 2.7 | 2.7 | Petroleum Liquids | DFO | IC | 1 | 1950 |  |  | (OP) Operating | Nassau
16217 | Village of Rockville Centre - (NY) | Charles P Keller | Electric Utility | NY | 3.5 | 3.2 | 3.2 | Natural Gas Internal Combustion Engine | NG | IC | 1 | 1954 |  |  | (OP) Operating | Nassau
20188 | City of Watertown - (NY) | Watertown | Electric Utility | NY | 2.7 | 2.1 | 2.1 | Conventional Hydroelectric | WAT | HY | 8 | 1924 |  |  | (OP) Operating | Jefferson
20188 | City of Watertown - (NY) | Watertown | Electric Utility | NY | 2.7 | 2.1 | 2.1 | Conventional Hydroelectric | WAT | HY | 8 | 1924 |  |  | (OP) Operating | Jefferson
20188 | City of Watertown - (NY) | Watertown | Electric Utility | NY | 2.7 | 2.1 | 2.1 | Conventional Hydroelectric | WAT | HY | 8 | 1924 |  |  | (OP) Operating | Jefferson
22129 | Somerset Operating Co LLC | Somerset Operating Co LLC | IPP Non-CHP | NY | 655.1 | 685.9 | 691.5 | Conventional Steam Coal | BIT | ST | 8 | 1984 |  |  | (OP) Operating | Niagara
55951 | Exelon Nuclear | James A Fitzpatrick | IPP Non-CHP | NY | 883.3 | 851 | 851 | Nuclear | NUC | ST | 8 | 1976 |  |  | (OP) Operating | Oswego
55951 | Exelon Nuclear | R E Ginna Nuclear Power Plant | IPP Non-CHP | NY | 614 | 582 | 583 | Nuclear | NUC | ST | 7 | 1970 |  |  | (OP) Operating | Wayne
7601 | Green Mountain Power Corp | Carver Falls | Electric Utility | NY | 1.3 | 1.3 | 1.3 | Conventional Hydroelectric | WAT | HY | 2 | 1922 |  |  | (OP) Operating | Washington
7601 | Green Mountain Power Corp | Carver Falls | Electric Utility | NY | 0.6 | 0.6 | 0.6 | Conventional Hydroelectric | WAT | HY | 2 | 1922 |  |  | (OP) Operating | Washington
13511 | New York State Elec & Gas Corp | Mill C | Electric Utility | NY | 1 | 1 | 1 | Conventional Hydroelectric | WAT | HY | 8 | 1944 |  |  | (OP) Operating | Clinton
13511 | New York State Elec & Gas Corp | Mill C | Electric Utility | NY | 1.2 | 1.2 | 1.2 | Conventional Hydroelectric | WAT | HY | 8 | 1943 |  |  | (OP) Operating | Clinton
13511 | New York State Elec & Gas Corp | Mill C | Electric Utility | NY | 3.8 | 3.8 | 3.8 | Conventional Hydroelectric | WAT | HY | 11 | 1984 |  |  | (OP) Operating | Clinton
5914 | Erie Boulevard Hydropower LP | E J West | IPP Non-CHP | NY | 11 | 10.2 | 11 | Conventional Hydroelectric | WAT | HY | 1 | 1930 |  |  | (OP) Operating | Saratoga
5914 | Erie Boulevard Hydropower LP | E J West | IPP Non-CHP | NY | 11 | 10.4 | 11.1 | Conventional Hydroelectric | WAT | HY | 1 | 1930 |  |  | (OP) Operating | Saratoga
56505 | National Grid Generation LLC | Wading River | Electric Utility | NY | 79.5 | 76.9 | 96.2 | Petroleum Liquids | DFO | GT | 8 | 1989 |  |  | (OP) Operating | Suffolk
56505 | National Grid Generation LLC | Wading River | Electric Utility | NY | 79.5 | 81.7 | 99 | Petroleum Liquids | DFO | GT | 8 | 1989 |  |  | (OP) Operating | Suffolk
56505 | National Grid Generation LLC | Wading River | Electric Utility | NY | 79.5 | 82 | 101.3 | Petroleum Liquids | DFO | GT | 8 | 1989 |  |  | (OP) Operating | Suffolk
15296 | New York Power Authority | Richard M Flynn | Electric Utility | NY | 108 | 89.6 | 107.9 | Natural Gas Fired Combined Cycle | NG | CT | 5 | 1994 |  |  | (OP) Operating | Suffolk
15296 | New York Power Authority | Richard M Flynn | Electric Utility | NY | 56 | 44.8 | 54 | Natural Gas Fired Combined Cycle | NG | CA | 5 | 1994 |  |  | (OP) Operating | Suffolk
5914 | Erie Boulevard Hydropower LP | Talcville | IPP Non-CHP | NY | 1 | 0.7 | 0.7 | Conventional Hydroelectric | WAT | HY | 1 | 1986 |  |  | (OP) Operating | St Lawrence
5914 | Erie Boulevard Hydropower LP | Talcville | IPP Non-CHP | NY | 0.1 | 0.1 | 0.1 | Conventional Hydroelectric | WAT | HY | 1 | 1986 |  |  | (OP) Operating | St Lawrence
58651 | Allegany Generating Station, LLC | Allegany Cogen | IPP Non-CHP | NY | 42 | 40 | 40 | Natural Gas Fired Combined Cycle | NG | CT | 6 | 1994 |  |  | (OP) Operating | Allegany
58651 | Allegany Generating Station, LLC | Allegany Cogen | IPP Non-CHP | NY | 25 | 20 | 20 | Natural Gas Fired Combined Cycle | NG | CA | 6 | 1994 |  |  | (OP) Operating | Allegany
56505 | National Grid Generation LLC | Glenwood Landing | Electric Utility | NY | 16 | 12.6 | 17.6 | Petroleum Liquids | DFO | GT | 4 | 1967 |  |  | (OP) Operating | Nassau
56505 | National Grid Generation LLC | Glenwood Landing | Electric Utility | NY | 53 | 40 | 46.8 | Natural Gas Fired Combustion Turbine | NG | GT | 6 | 2002 |  |  | (OP) Operating | Nassau
56505 | National Grid Generation LLC | Glenwood Landing | Electric Utility | NY | 53 | 40 | 43.2 | Natural Gas Fired Combustion Turbine | NG | GT | 6 | 2002 |  |  | (OP) Operating | Nassau
15296 | New York Power Authority | Vernon Boulevard | Electric Utility | NY | 47 | 40 | 40 | Natural Gas Fired Combustion Turbine | NG | GT | 8 | 2001 |  |  | (OP) Operating | Queens
15296 | New York Power Authority | Vernon Boulevard | Electric Utility | NY | 47 | 39.9 | 39.9 | Natural Gas Fired Combustion Turbine | NG | GT | 8 | 2001 |  |  | (OP) Operating | Queens
15296 | New York Power Authority | Joseph J Seymour Power Project | Electric Utility | NY | 47 | 40 | 40 | Natural Gas Fired Combustion Turbine | NG | GT | 7 | 2001 |  |  | (OP) Operating | Kings
15296 | New York Power Authority | Joseph J Seymour Power Project | Electric Utility | NY | 47 | 39.9 | 39.9 | Natural Gas Fired Combustion Turbine | NG | GT | 7 | 2001 |  |  | (OP) Operating | Kings
15296 | New York Power Authority | Brentwood | Electric Utility | NY | 47 | 47 | 47 | Natural Gas Fired Combustion Turbine | NG | GT | 7 | 2001 |  |  | (OP) Operating | Suffolk
15296 | New York Power Authority | Hell Gate | Electric Utility | NY | 47 | 40 | 39.9 | Natural Gas Fired Combustion Turbine | NG | GT | 7 | 2001 |  |  | (OP) Operating | Bronx
15296 | New York Power Authority | Hell Gate | Electric Utility | NY | 47 | 39.9 | 40 | Natural Gas Fired Combustion Turbine | NG | GT | 7 | 2001 |  |  | (OP) Operating | Bronx
15296 | New York Power Authority | Harlem River Yard | Electric Utility | NY | 47 | 39.9 | 39.9 | Natural Gas Fired Combustion Turbine | NG | GT | 7 | 2001 |  |  | (OP) Operating | Bronx
15296 | New York Power Authority | Harlem River Yard | Electric Utility | NY | 47 | 40 | 40 | Natural Gas Fired Combustion Turbine | NG | GT | 7 | 2001 |  |  | (OP) Operating | Bronx
15296 | New York Power Authority | North 1st | Electric Utility | NY | 47 | 45.1 | 46.6 | Natural Gas Fired Combustion Turbine | NG | GT | 8 | 2001 |  |  | (OP) Operating | Kings
5511 | CCI Roseton LLC | Roseton Generating Facility | IPP Non-CHP | NY | 621 | 607.7 | 610 | Natural Gas Steam Turbine | NG | ST | 12 | 1974 |  |  | (OP) Operating | Orange
5511 | CCI Roseton LLC | Roseton Generating Facility | IPP Non-CHP | NY | 621 | 604 | 605.7 | Natural Gas Steam Turbine | NG | ST | 9 | 1974 |  |  | (OP) Operating | Orange
56505 | National Grid Generation LLC | Holtsville | Electric Utility | NY | 56.7 | 55.5 | 62.1 | Petroleum Liquids | KER | GT | 7 | 1974 |  |  | (OP) Operating | Suffolk
56505 | National Grid Generation LLC | Holtsville | Electric Utility | NY | 56.7 | 54.1 | 65.6 | Petroleum Liquids | KER | GT | 7 | 1975 |  |  | (OP) Operating | Suffolk
56505 | National Grid Generation LLC | Holtsville | Electric Utility | NY | 56.7 | 55.6 | 61.3 | Petroleum Liquids | KER | GT | 7 | 1974 |  |  | (OP) Operating | Suffolk
56505 | National Grid Generation LLC | Holtsville | Electric Utility | NY | 56.7 | 51 | 64.8 | Petroleum Liquids | KER | GT | 7 | 1974 |  |  | (OP) Operating | Suffolk
56505 | National Grid Generation LLC | Holtsville | Electric Utility | NY | 56.7 | 52.4 | 64.3 | Petroleum Liquids | KER | GT | 7 | 1974 |  |  | (OP) Operating | Suffolk
56505 | National Grid Generation LLC | Holtsville | Electric Utility | NY | 56.7 | 53.4 | 65 | Petroleum Liquids | KER | GT | 7 | 1974 |  |  | (OP) Operating | Suffolk
56505 | National Grid Generation LLC | Holtsville | Electric Utility | NY | 56.7 | 50.4 | 65.4 | Petroleum Liquids | KER | GT | 7 | 1975 |  |  | (OP) Operating | Suffolk
56505 | National Grid Generation LLC | Holtsville | Electric Utility | NY | 56.7 | 49.2 | 64.8 | Petroleum Liquids | KER | GT | 7 | 1975 |  |  | (OP) Operating | Suffolk
56505 | National Grid Generation LLC | Holtsville | Electric Utility | NY | 56.7 | 55.4 | 66.8 | Petroleum Liquids | KER | GT | 7 | 1975 |  |  | (OP) Operating | Suffolk
56505 | National Grid Generation LLC | Holtsville | Electric Utility | NY | 56.7 | 55.3 | 69.1 | Petroleum Liquids | KER | GT | 7 | 1975 |  |  | (OP) Operating | Suffolk
15296 | New York Power Authority | Pouch | Electric Utility | NY | 47 | 45.5 | 46.8 | Natural Gas Fired Combustion Turbine | NG | GT | 8 | 2001 |  |  | (OP) Operating | Richmond
54863 | U S Power Generating Company LLC | Astoria Generating Station | IPP Non-CHP | NY | 15 | 14.4 | 18.3 | Natural Gas Fired Combustion Turbine | NG | GT | 7 | 1967 |  |  | (OP) Operating | Queens
54863 | U S Power Generating Company LLC | Astoria Generating Station | IPP Non-CHP | NY | 180 | 172.1 | 169.2 | Natural Gas Steam Turbine | NG | ST | 3 | 1954 |  |  | (OP) Operating | Queens
54863 | U S Power Generating Company LLC | Astoria Generating Station | IPP Non-CHP | NY | 376 | 379.1 | 372.9 | Natural Gas Steam Turbine | NG | ST | 9 | 1958 |  |  | (OP) Operating | Queens
54863 | U S Power Generating Company LLC | Astoria Generating Station | IPP Non-CHP | NY | 387 | 381.8 | 387.4 | Natural Gas Steam Turbine | NG | ST | 5 | 1962 |  |  | (OP) Operating | Queens
6028 | Entergy Nuclear Indian Point 3 | Indian Point 3 | IPP Non-CHP | NY | 1012 | 1041.3 | 1037.4 | Nuclear | NUC | ST | 8 | 1976 | 4 | 2021 | (OP) Operating | Westchester
5624 | RED-Rochester, LLC | RED-Rochester, LLC | Industrial CHP | NY | 15 | 15 | 15 | Conventional Steam Coal | BIT | ST | 12 | 1968 |  |  | (OP) Operating | Monroe
5624 | RED-Rochester, LLC | RED-Rochester, LLC | Industrial CHP | NY | 25.6 | 25.6 | 25.6 | Conventional Steam Coal | BIT | ST | 5 | 1964 |  |  | (OP) Operating | Monroe
5624 | RED-Rochester, LLC | RED-Rochester, LLC | Industrial CHP | NY | 25.6 | 25.6 | 25.6 | Conventional Steam Coal | BIT | ST | 8 | 1967 |  |  | (OP) Operating | Monroe
5624 | RED-Rochester, LLC | RED-Rochester, LLC | Industrial CHP | NY | 25.6 | 25.6 | 25.6 | Conventional Steam Coal | BIT | ST | 4 | 1969 |  |  | (OP) Operating | Monroe
5624 | RED-Rochester, LLC | RED-Rochester, LLC | Industrial CHP | NY | 25.6 | 25.6 | 25.6 | Conventional Steam Coal | BIT | ST | 8 | 1987 |  |  | (OP) Operating | Monroe
5624 | RED-Rochester, LLC | RED-Rochester, LLC | Industrial CHP | NY | 3 | 2.2 | 2.2 | Conventional Steam Coal | BIT | ST | 4 | 2015 |  |  | (OP) Operating | Monroe
5624 | RED-Rochester, LLC | RED-Rochester, LLC | Industrial CHP | NY | 0.4 | 0.4 | 0.4 | Conventional Hydroelectric | WAT | HY | 6 | 1957 |  |  | (OP) Operating | Monroe
9357 | Hampshire Paper Co Inc | Hampshire Paper | IPP Non-CHP | NY | 3.4 | 1.8 | 2.7 | Conventional Hydroelectric | WAT | HY | 5 | 1987 |  |  | (OP) Operating | St Lawrence
59136 | Ampersand Hollow Dam Hydro LLC | Hollow Dam Power Partnership | IPP Non-CHP | NY | 0.5 | 0.3 | 0.3 | Conventional Hydroelectric | WAT | HY | 12 | 1987 |  |  | (OP) Operating | St Lawrence
59136 | Ampersand Hollow Dam Hydro LLC | Hollow Dam Power Partnership | IPP Non-CHP | NY | 0.5 | 0.3 | 0.3 | Conventional Hydroelectric | WAT | HY | 12 | 1987 |  |  | (OP) Operating | St Lawrence
60741 | Fortistar Castleton Power | Castleton Energy Center | IPP Non-CHP | NY | 47 | 70.2 | 78.7 | Natural Gas Fired Combined Cycle | NG | CT | 2 | 1992 |  |  | (OP) Operating | Rensselaer
60741 | Fortistar Castleton Power | Castleton Energy Center | IPP Non-CHP | NY | 25 | 0 | 0 | Natural Gas Fired Combined Cycle | NG | CA | 2 | 1992 |  |  | (OP) Operating | Rensselaer
60023 | EONY Generation Limited | Moose River | IPP Non-CHP | NY | 12.6 | 12.4 | 12.2 | Conventional Hydroelectric | WAT | HY | 11 | 1987 |  |  | (OP) Operating | Lewis
60023 | EONY Generation Limited | Philadlephia | IPP Non-CHP | NY | 3.6 | 3.2 | 3.3 | Conventional Hydroelectric | WAT | HY | 10 | 1986 |  |  | (OP) Operating | Jefferson
11270 | Lower Saranac Hydro Partner LP | Lower Saranac Hydroelectric Facility | IPP Non-CHP | NY | 3.2 | 3 | 2.9 | Conventional Hydroelectric | WAT | HY | 10 | 1990 |  |  | (OP) Operating | Clinton
11270 | Lower Saranac Hydro Partner LP | Lower Saranac Hydroelectric Facility | IPP Non-CHP | NY | 3.2 | 3 | 2.9 | Conventional Hydroelectric | WAT | HY | 10 | 1990 |  |  | (OP) Operating | Clinton
11270 | Lower Saranac Hydro Partner LP | Lower Saranac Hydroelectric Facility | IPP Non-CHP | NY | 0.3 | 0.3 | 0.3 | Conventional Hydroelectric | WAT | HY | 11 | 1990 |  |  | (OP) Operating | Clinton
55754 | Boralex Hydro Operations Inc | Warrensburg Hydroelectric | IPP Non-CHP | NY | 2.9 | 2.9 | 2.9 | Conventional Hydroelectric | WAT | HY | 12 | 1988 |  |  | (OP) Operating | Warren
55754 | Boralex Hydro Operations Inc | Middle Falls Hydro | IPP Non-CHP | NY | 1.1 | 1.1 | 1.1 | Conventional Hydroelectric | WAT | HY | 9 | 1989 |  |  | (OP) Operating | Washington
55754 | Boralex Hydro Operations Inc | Middle Falls Hydro | IPP Non-CHP | NY | 1.1 | 1.1 | 1.1 | Conventional Hydroelectric | WAT | HY | 9 | 1989 |  |  | (OP) Operating | Washington
55754 | Boralex Hydro Operations Inc | Sissonville Hydro | IPP Non-CHP | NY | 3 | 3 | 3 | Conventional Hydroelectric | WAT | HY | 7 | 1990 |  |  | (OP) Operating | St Lawrence
55754 | Boralex Hydro Operations Inc | New York State Dam Hydro | IPP Non-CHP | NY | 5.7 | 5.7 | 5.7 | Conventional Hydroelectric | WAT | HY | 11 | 1990 |  |  | (OP) Operating | Saratoga
55754 | Boralex Hydro Operations Inc | New York State Dam Hydro | IPP Non-CHP | NY | 5.7 | 5.7 | 5.7 | Conventional Hydroelectric | WAT | HY | 11 | 1990 |  |  | (OP) Operating | Saratoga
60023 | EONY Generation Limited | Diana Hydroelectric | IPP Non-CHP | NY | 1.8 | 1.6 | 1.6 | Conventional Hydroelectric | WAT | HY | 7 | 1985 |  |  | (OP) Operating | Lewis
60023 | EONY Generation Limited | Dolgeville Hydro | IPP Non-CHP | NY | 5 | 5 | 5 | Conventional Hydroelectric | WAT | HY | 7 | 1985 |  |  | (OP) Operating | Herkimer
4386 | Cornell Hydro | Cornell Hydro | Commercial Non-CHP | NY | 0.8 | 0.5 | 0.7 | Conventional Hydroelectric | WAT | HY | 12 | 1981 |  |  | (OP) Operating | Tompkins
4386 | Cornell Hydro | Cornell Hydro | Commercial Non-CHP | NY | 1.1 | 1.1 | 1.1 | Conventional Hydroelectric | WAT | HY | 12 | 1981 |  |  | (OP) Operating | Tompkins
12834 | Dutchess County RRA | Dutchess Cnty Resource Recovery Facility | Commercial CHP | NY | 9.2 | 7.2 | 7.4 | Municipal Solid Waste | MSW | ST | 11 | 1987 |  |  | (OP) Operating | Dutchess
1746 | Black River Generation LLC | ReEnergy Black River | IPP Non-CHP | NY | 55.5 | 55 | 56 | Wood/Wood Waste Biomass | WDS | ST | 6 | 1989 |  |  | (OP) Operating | Jefferson
55754 | Boralex Hydro Operations Inc | Fourth Branch Hydroelectric Facility | IPP Non-CHP | NY | 3.3 | 3.3 | 3.3 | Conventional Hydroelectric | WAT | HY | 12 | 1987 |  |  | (OP) Operating | Saratoga
57280 | Eagle Creek RE LLC | Upper Beaver Falls Project | IPP Non-CHP | NY | 1.5 | 1.5 | 1.5 | Conventional Hydroelectric | WAT | HY | 1 | 1985 |  |  | (OP) Operating | Lewis
20541 | Wheelabrator Environmental Systems | Wheelabrator Hudson Falls | IPP Non-CHP | NY | 14.4 | 11.5 | 11.5 | Municipal Solid Waste | MSW | ST | 11 | 1991 |  |  | (OP) Operating | Washington
56174 | Finch Paper LLC | Finch Paper | Industrial CHP | NY | 29 | 23 | 27 | Wood/Wood Waste Biomass | WDL | ST | 6 | 1987 |  |  | (OP) Operating | Warren
60641 | Veolia NA - Municipal & Commercial Business | Lederle Laboratories | Industrial CHP | NY | 1.5 | 1.5 | 1.5 | Natural Gas Fired Combined Cycle | NG | CA | 12 | 1998 |  |  | (OP) Operating | Rockland
60641 | Veolia NA - Municipal & Commercial Business | Lederle Laboratories | Industrial CHP | NY | 8.3 | 8.3 | 8.3 | Natural Gas Fired Combined Cycle | NG | CT | 1 | 1991 |  |  | (OP) Operating | Rockland
60641 | Veolia NA - Municipal & Commercial Business | Lederle Laboratories | Industrial CHP | NY | 8.3 | 8.3 | 8.3 | Natural Gas Fired Combined Cycle | NG | CT | 1 | 1991 |  |  | (OP) Operating | Rockland
60641 | Veolia NA - Municipal & Commercial Business | Lederle Laboratories | Industrial CHP | NY | 2.2 | 2.2 | 2.2 | Natural Gas Fired Combined Cycle | NG | CA | 7 | 1990 |  |  | (OP) Operating | Rockland
60641 | Veolia NA - Municipal & Commercial Business | Lederle Laboratories | Industrial CHP | NY | 3.1 | 1.4 | 1.4 | Natural Gas Fired Combined Cycle | NG | CA | 7 | 1997 |  |  | (OP) Operating | Rockland
5914 | Erie Boulevard Hydropower LP | Feeder Dam Hydro Plant | IPP Non-CHP | NY | 1 | 0.9 | 1 | Conventional Hydroelectric | WAT | HY | 1 | 1924 |  |  | (OP) Operating | Saratoga
5914 | Erie Boulevard Hydropower LP | Feeder Dam Hydro Plant | IPP Non-CHP | NY | 1 | 0.9 | 1 | Conventional Hydroelectric | WAT | HY | 1 | 1924 |  |  | (OP) Operating | Saratoga
5914 | Erie Boulevard Hydropower LP | Feeder Dam Hydro Plant | IPP Non-CHP | NY | 1 | 1 | 1 | Conventional Hydroelectric | WAT | HY | 1 | 1924 |  |  | (OP) Operating | Saratoga
5914 | Erie Boulevard Hydropower LP | Feeder Dam Hydro Plant | IPP Non-CHP | NY | 1 | 0.9 | 1 | Conventional Hydroelectric | WAT | HY | 1 | 1924 |  |  | (OP) Operating | Saratoga
5914 | Erie Boulevard Hydropower LP | Feeder Dam Hydro Plant | IPP Non-CHP | NY | 1 | 1 | 1 | Conventional Hydroelectric | WAT | HY | 1 | 1924 |  |  | (OP) Operating | Saratoga
5914 | Erie Boulevard Hydropower LP | Beebee Island Hydro Plant | IPP Non-CHP | NY | 4 | 4.3 | 4.4 | Conventional Hydroelectric | WAT | HY | 1 | 1931 |  |  | (OP) Operating | Jefferson
5914 | Erie Boulevard Hydropower LP | Beebee Island Hydro Plant | IPP Non-CHP | NY | 5 | 4.3 | 4.4 | Conventional Hydroelectric | WAT | HY | 1 | 1931 |  |  | (OP) Operating | Jefferson
34688 | CHI Energy Inc | Dexter Plant | IPP Non-CHP | NY | 0.5 | 0.5 | 0.5 | Conventional Hydroelectric | WAT | HY | 1 | 1931 |  |  | (OP) Operating | Jefferson
34688 | CHI Energy Inc | Dexter Plant | IPP Non-CHP | NY | 0.5 | 0.5 | 0.5 | Conventional Hydroelectric | WAT | HY | 1 | 1931 |  |  | (OP) Operating | Jefferson
34688 | CHI Energy Inc | Dexter Plant | IPP Non-CHP | NY | 0.2 | 0.2 | 0.2 | Conventional Hydroelectric | WAT | HY | 1 | 1958 |  |  | (OP) Operating | Jefferson
34688 | CHI Energy Inc | Dexter Plant | IPP Non-CHP | NY | 0.2 | 0.2 | 0.2 | Conventional Hydroelectric | WAT | HY | 7 | 1986 |  |  | (OP) Operating | Jefferson
34688 | CHI Energy Inc | Dexter Plant | IPP Non-CHP | NY | 0.2 | 0.2 | 0.2 | Conventional Hydroelectric | WAT | HY | 7 | 1986 |  |  | (OP) Operating | Jefferson
34688 | CHI Energy Inc | Dexter Plant | IPP Non-CHP | NY | 1.3 | 1.2 | 1.2 | Conventional Hydroelectric | WAT | HY | 7 | 1988 |  |  | (OP) Operating | Jefferson
34688 | CHI Energy Inc | Dexter Plant | IPP Non-CHP | NY | 1.3 | 1.2 | 1.2 | Conventional Hydroelectric | WAT | HY | 5 | 1988 |  |  | (OP) Operating | Jefferson
34688 | CHI Energy Inc | Theresa Plant | IPP Non-CHP | NY | 1 | 1 | 0.9 | Conventional Hydroelectric | WAT | HY | 1 | 1929 |  |  | (OP) Operating | Jefferson
34688 | CHI Energy Inc | Theresa Plant | IPP Non-CHP | NY | 0.3 | 0.3 | 0.3 | Conventional Hydroelectric | WAT | HY | 1 | 1927 |  |  | (OP) Operating | Jefferson
34688 | CHI Energy Inc | Diamond Island Plant | IPP Non-CHP | NY | 0.4 | 0.4 | 0.4 | Conventional Hydroelectric | WAT | HY | 1 | 1914 |  |  | (OP) Operating | Jefferson
34688 | CHI Energy Inc | Diamond Island Plant | IPP Non-CHP | NY | 0.4 | 0.4 | 0.4 | Conventional Hydroelectric | WAT | HY | 1 | 1914 |  |  | (OP) Operating | Jefferson
34688 | CHI Energy Inc | Diamond Island Plant | IPP Non-CHP | NY | 0.4 | 0.4 | 0.4 | Conventional Hydroelectric | WAT | HY | 1 | 1914 |  |  | (OP) Operating | Jefferson
34688 | CHI Energy Inc | Hailesboro 4 Plant | IPP Non-CHP | NY | 0.8 | 0.8 | 0.7 | Conventional Hydroelectric | WAT | HY | 1 | 1922 |  |  | (OP) Operating | St Lawrence
34688 | CHI Energy Inc | Hailesboro 4 Plant | IPP Non-CHP | NY | 0.6 | 0.6 | 0.6 | Conventional Hydroelectric | WAT | HY | 1 | 1922 |  |  | (OP) Operating | St Lawrence
34688 | CHI Energy Inc | Copenhagen Plant | IPP Non-CHP | NY | 1.5 | 1.4 | 1.4 | Conventional Hydroelectric | WAT | HY | 6 | 1984 |  |  | (OP) Operating | Lewis
34688 | CHI Energy Inc | Copenhagen Plant | IPP Non-CHP | NY | 1.5 | 1.4 | 1.4 | Conventional Hydroelectric | WAT | HY | 6 | 1984 |  |  | (OP) Operating | Lewis
34688 | CHI Energy Inc | Copenhagen Plant | IPP Non-CHP | NY | 0.3 | 0.3 | 0.3 | Conventional Hydroelectric | WAT | HY | 8 | 1984 |  |  | (OP) Operating | Lewis
34688 | CHI Energy Inc | Pyrites Plant | IPP Non-CHP | NY | 1.2 | 1.1 | 1.1 | Conventional Hydroelectric | WAT | HY | 1 | 1949 |  |  | (OP) Operating | St Lawrence
34688 | CHI Energy Inc | Pyrites Plant | IPP Non-CHP | NY | 3.5 | 3.3 | 3.2 | Conventional Hydroelectric | WAT | HY | 12 | 1985 |  |  | (OP) Operating | St Lawrence
34688 | CHI Energy Inc | Pyrites Plant | IPP Non-CHP | NY | 3.5 | 3.3 | 3.2 | Conventional Hydroelectric | WAT | HY | 12 | 1985 |  |  | (OP) Operating | St Lawrence
463 | Ameresco LFG I Inc | Al Turi | IPP Non-CHP | NY | 0.8 | 0.8 | 0.8 | Landfill Gas | LFG | IC | 7 | 2011 |  |  | (OP) Operating | Orange
463 | Ameresco LFG I Inc | Al Turi | IPP Non-CHP | NY | 0.8 | 0.8 | 0.8 | Landfill Gas | LFG | IC | 7 | 2011 |  |  | (OP) Operating | Orange
58338 | Lakeside Beaver Falls LLC | CH Resources Beaver Falls | IPP CHP | NY | 65.5 | 50.8 | 63.9 | Natural Gas Fired Combined Cycle | NG | CT | 4 | 1995 |  |  | (OP) Operating | Lewis
58338 | Lakeside Beaver Falls LLC | CH Resources Beaver Falls | IPP CHP | NY | 42.3 | 30.6 | 31.8 | Natural Gas Fired Combined Cycle | NG | CA | 4 | 1995 |  |  | (OP) Operating | Lewis
3085 | Carthage Energy LLC | Carthage Energy LLC | IPP Non-CHP | NY | 40.9 | 38.2 | 44.7 | Natural Gas Fired Combined Cycle | NG | CT | 11 | 1991 |  |  | (OP) Operating | Jefferson
3085 | Carthage Energy LLC | Carthage Energy LLC | IPP Non-CHP | NY | 22 | 21 | 21.5 | Natural Gas Fired Combined Cycle | NG | CA | 11 | 1991 |  |  | (OP) Operating | Jefferson
58337 | Lakeside Syracuse LLC | CH Resources Syracuse | IPP Non-CHP | NY | 65.5 | 55.9 | 63 | Natural Gas Fired Combined Cycle | NG | CT | 1 | 1994 |  |  | (OP) Operating | Onondaga
58337 | Lakeside Syracuse LLC | CH Resources Syracuse | IPP Non-CHP | NY | 37.2 | 28.8 | 28.8 | Natural Gas Fired Combined Cycle | NG | CA | 1 | 1994 |  |  | (OP) Operating | Onondaga
473 | Covanta Hempstead Company | Covanta Hempstead | IPP Non-CHP | NY | 78.6 | 71.8 | 70.8 | Municipal Solid Waste | MSW | ST | 4 | 1989 |  |  | (OP) Operating | Nassau
34688 | CHI Energy Inc | Black River Hydro Associates | IPP Non-CHP | NY | 1.6 | 1.5 | 1.5 | Conventional Hydroelectric | WAT | HY | 1 | 1984 |  |  | (OP) Operating | Lewis
34688 | CHI Energy Inc | Black River Hydro Associates | IPP Non-CHP | NY | 2.2 | 2.1 | 2 | Conventional Hydroelectric | WAT | HY | 1 | 1984 |  |  | (OP) Operating | Lewis
34688 | CHI Energy Inc | Black River Hydro Associates | IPP Non-CHP | NY | 1.9 | 1.8 | 1.8 | Conventional Hydroelectric | WAT | HY | 1 | 1984 |  |  | (OP) Operating | Lewis
16909 | Selkirk Cogen Partners LP | Selkirk Cogen | IPP CHP | NY | 95.2 | 78.1 | 104.3 | Natural Gas Fired Combined Cycle | NG | CT | 4 | 1992 |  |  | (OP) Operating | Albany
16909 | Selkirk Cogen Partners LP | Selkirk Cogen | IPP CHP | NY | 95.2 | 282.1 | 325.9 | Natural Gas Fired Combined Cycle | NG | CT | 4 | 1994 |  |  | (OP) Operating | Albany
16909 | Selkirk Cogen Partners LP | Selkirk Cogen | IPP CHP | NY | 95.2 |  |  | Natural Gas Fired Combined Cycle | NG | CT | 4 | 1994 |  |  | (OP) Operating | Albany
16909 | Selkirk Cogen Partners LP | Selkirk Cogen | IPP CHP | NY | 148.4 |  |  | Natural Gas Fired Combined Cycle | NG | CA | 4 | 1994 |  |  | (OP) Operating | Albany
10575 | Lachute Hydro Co Inc | Lachute Hydro Lower | IPP Non-CHP | NY | 3.8 | 3.6 | 3.5 | Conventional Hydroelectric | WAT | HY | 12 | 1987 |  |  | (OP) Operating | Essex
10575 | Lachute Hydro Co Inc | Lachute Hydro Upper | IPP Non-CHP | NY | 5.2 | 4.9 | 4.8 | Conventional Hydroelectric | WAT | HY | 12 | 1987 |  |  | (OP) Operating | Essex
5811 | Empire Hydro Partners | Port Leyden Hydroelectric Project | IPP Non-CHP | NY | 0.5 | 0.5 | 0.5 | Conventional Hydroelectric | WAT | HY | 12 | 1985 |  |  | (OP) Operating | Lewis
5811 | Empire Hydro Partners | Port Leyden Hydroelectric Project | IPP Non-CHP | NY | 0.5 | 0.5 | 0.5 | Conventional Hydroelectric | WAT | HY | 12 | 1985 |  |  | (OP) Operating | Lewis
49997 | Consolidated Hydro New York, Inc. | Walden | IPP Non-CHP | NY | 1.2 | 1.1 | 1.1 | Conventional Hydroelectric | WAT | HY | 4 | 1986 |  |  | (OP) Operating | Orange
49997 | Consolidated Hydro New York, Inc. | Walden | IPP Non-CHP | NY | 0.8 | 0.8 | 0.7 | Conventional Hydroelectric | WAT | HY | 4 | 1986 |  |  | (OP) Operating | Orange
49997 | Consolidated Hydro New York, Inc. | Walden | IPP Non-CHP | NY | 0.4 | 0.4 | 0.4 | Conventional Hydroelectric | WAT | HY | 4 | 1986 |  |  | (OP) Operating | Orange
8736 | Hollingworth & Vose Co | Center Falls | Industrial Non-CHP | NY | 0.4 | 0.3 | 0.4 | Conventional Hydroelectric | WAT | HY | 1 | 1984 |  |  | (OP) Operating | Washington
8736 | Hollingworth & Vose Co | Center Falls | Industrial Non-CHP | NY | 0.4 | 0.3 | 0.4 | Conventional Hydroelectric | WAT | HY | 1 | 1984 |  |  | (OP) Operating | Washington
8736 | Hollingworth & Vose Co | Center Falls | Industrial Non-CHP | NY | 0.3 | 0.2 | 0.3 | Conventional Hydroelectric | WAT | HY | 1 | 1984 |  |  | (OP) Operating | Washington
56590 | Silverstreet Hydro | Kings Falls Hydroelectric | IPP Non-CHP | NY | 1.6 | 0.2 | 0.1 | Conventional Hydroelectric | WAT | HY | 10 | 1988 |  |  | (OP) Operating | Lewis
49997 | Consolidated Hydro New York, Inc. | Victory Mills | IPP Non-CHP | NY | 1.7 | 1.6 | 1.6 | Conventional Hydroelectric | WAT | HY | 12 | 1986 |  |  | (OP) Operating | Cayuga
57184 | Ampersand Mount Ida Hydro LLC | Mt Ida Hydroelectric | IPP Non-CHP | NY | 1.5 | 1.5 | 1.5 | Conventional Hydroelectric | WAT | HY | 1 | 1992 |  |  | (OP) Operating | Rensselaer
57184 | Ampersand Mount Ida Hydro LLC | Mt Ida Hydroelectric | IPP Non-CHP | NY | 1.5 | 1.5 | 1.5 | Conventional Hydroelectric | WAT | HY | 1 | 1992 |  |  | (OP) Operating | Rensselaer
19774 | Valley Falls Associates | Valley Falls Hydroelectric Facility | IPP Non-CHP | NY | 2.5 | 2.5 | 2.5 | Conventional Hydroelectric | WAT | HY | 8 | 1985 |  |  | (OP) Operating | Rensselaer
34688 | CHI Energy Inc | Goodyear Lake Plant | IPP Non-CHP | NY | 0.8 | 0.8 | 0.7 | Conventional Hydroelectric | WAT | HY | 8 | 1980 |  |  | (OP) Operating | Otsego
34688 | CHI Energy Inc | Goodyear Lake Plant | IPP Non-CHP | NY | 0.6 | 0.6 | 0.6 | Conventional Hydroelectric | WAT | HY | 8 | 1980 |  |  | (OP) Operating | Otsego
34689 | Triton Power Co | Chateaugay High Falls Hydro | IPP Non-CHP | NY | 1.7 | 1.6 | 1.6 | Conventional Hydroelectric | WAT | HY | 12 | 1988 |  |  | (OP) Operating | Franklin
20148 | Watervliet City of | Normanskill Hydro Project | IPP Non-CHP | NY | 1.2 | 1.2 | 1.2 | Conventional Hydroelectric | WAT | HY | 4 | 1983 |  |  | (OP) Operating | Albany
17460 | South Oak Hospital | South Oaks Hospital | Commercial CHP | NY | 0.2 | 0.1 | 0.1 | Natural Gas Internal Combustion Engine | NG | IC | 4 | 2008 |  |  | (OP) Operating | Suffolk
17460 | South Oak Hospital | South Oaks Hospital | Commercial CHP | NY | 0.2 | 0.1 | 0.1 | Natural Gas Internal Combustion Engine | NG | IC | 4 | 2008 |  |  | (OP) Operating | Suffolk
17460 | South Oak Hospital | South Oaks Hospital | Commercial CHP | NY | 0.2 | 0.1 | 0.1 | Natural Gas Internal Combustion Engine | NG | IC | 4 | 2008 |  |  | (OP) Operating | Suffolk
17460 | South Oak Hospital | South Oaks Hospital | Commercial CHP | NY | 0.2 | 0.1 | 0.1 | Natural Gas Internal Combustion Engine | NG | IC | 4 | 2008 |  |  | (OP) Operating | Suffolk
17460 | South Oak Hospital | South Oaks Hospital | Commercial CHP | NY | 0.2 | 0.1 | 0.1 | Natural Gas Internal Combustion Engine | NG | IC | 4 | 2008 |  |  | (OP) Operating | Suffolk
56842 | Union Falls Hydro Power LP | Union Falls | IPP Non-CHP | NY | 1.3 | 1.3 | 1.3 | Conventional Hydroelectric | WAT | HY | 1 | 1987 |  |  | (OP) Operating | Clinton
56842 | Union Falls Hydro Power LP | Union Falls | IPP Non-CHP | NY | 1.3 | 1.3 | 1.3 | Conventional Hydroelectric | WAT | HY | 1 | 1987 |  |  | (OP) Operating | Clinton
19351 | U S Gypsum Co | US Gypsum Oakfield | Industrial CHP | NY | 5.8 | 4.9 | 5.7 | Natural Gas Fired Combustion Turbine | NG | GT | 4 | 1986 |  |  | (OP) Operating | Genesee
5914 | Erie Boulevard Hydropower LP | Hewittville Hydroelectric | IPP Non-CHP | NY | 3 | 2.2 | 2.2 | Conventional Hydroelectric | WAT | HY | 9 | 1984 |  |  | (OP) Operating | St Lawrence
5914 | Erie Boulevard Hydropower LP | Unionville Hydro Project 2499 NY | IPP Non-CHP | NY | 3 | 2.2 | 2.2 | Conventional Hydroelectric | WAT | HY | 7 | 1984 |  |  | (OP) Operating | St Lawrence
4735 | Dahowa Hydro | Dahowa Hydro | IPP Non-CHP | NY | 10.5 | 1.5 | 4.4 | Conventional Hydroelectric | WAT | HY | 12 | 1987 |  |  | (OP) Operating | Washington
24457 | Calpine Eastern Corp | Bethpage Power Plant | IPP Non-CHP | NY | 33.7 | 22.2 | 23.8 | Natural Gas Fired Combined Cycle | NG | CT | 8 | 1989 |  |  | (OP) Operating | Nassau
24457 | Calpine Eastern Corp | Bethpage Power Plant | IPP Non-CHP | NY | 33.7 | 22.2 | 23.8 | Natural Gas Fired Combined Cycle | NG | CT | 8 | 1989 |  |  | (OP) Operating | Nassau
24457 | Calpine Eastern Corp | Bethpage Power Plant | IPP Non-CHP | NY | 16.2 | 10.6 | 11.4 | Natural Gas Fired Combined Cycle | NG | CA | 8 | 1989 |  |  | (OP) Operating | Nassau
24457 | Calpine Eastern Corp | Bethpage Power Plant | IPP Non-CHP | NY | 60 | 47 | 49.6 | Natural Gas Fired Combustion Turbine | NG | GT | 7 | 2002 |  |  | (OP) Operating | Nassau
24457 | Calpine Eastern Corp | Bethpage Power Plant | IPP Non-CHP | NY | 60 | 49 | 50 | Natural Gas Fired Combined Cycle | NG | CT | 7 | 2005 |  |  | (OP) Operating | Nassau
24457 | Calpine Eastern Corp | Bethpage Power Plant | IPP Non-CHP | NY | 36 | 33 | 34 | Natural Gas Fired Combined Cycle | NG | CA | 7 | 2005 |  |  | (OP) Operating | Nassau
24979 | Ampersand Chasm Hydro LLC | Chasm Hydro Partnership | IPP Non-CHP | NY | 1 | 0.5 | 0.8 | Conventional Hydroelectric | WAT | HY | 3 | 1982 |  |  | (OP) Operating | Franklin
24979 | Ampersand Chasm Hydro LLC | Chasm Hydro Partnership | IPP Non-CHP | NY | 0.6 | 0.5 | 0.6 | Conventional Hydroelectric | WAT | HY | 10 | 1984 |  |  | (OP) Operating | Franklin
57280 | Eagle Creek RE LLC | Newport Hydro | IPP Non-CHP | NY | 0.8 | 0.8 | 0.8 | Conventional Hydroelectric | WAT | HY | 12 | 1987 |  |  | (OP) Operating | Herkimer
57280 | Eagle Creek RE LLC | Newport Hydro | IPP Non-CHP | NY | 0.8 | 0.8 | 0.8 | Conventional Hydroelectric | WAT | HY | 12 | 1987 |  |  | (OP) Operating | Herkimer
57280 | Eagle Creek RE LLC | Newport Hydro | IPP Non-CHP | NY | 0.1 | 0.1 | 0.1 | Conventional Hydroelectric | WAT | HY | 12 | 1987 |  |  | (OP) Operating | Herkimer
21508 | Cornell University | Cornell University Central Heat | Commercial CHP | NY | 15 | 12.3 | 14.5 | Natural Gas Fired Combined Cycle | NG | CT | 12 | 2009 |  |  | (OP) Operating | Tompkins
21508 | Cornell University | Cornell University Central Heat | Commercial CHP | NY | 15 | 12.3 | 14.5 | Natural Gas Fired Combined Cycle | NG | CT | 12 | 2009 |  |  | (OP) Operating | Tompkins
21508 | Cornell University | Cornell University Central Heat | Commercial CHP | NY | 1.8 | 1 | 1.8 | Natural Gas Fired Combined Cycle | NG | CA | 7 | 1988 |  |  | (OP) Operating | Tompkins
21508 | Cornell University | Cornell University Central Heat | Commercial CHP | NY | 5.7 | 5.3 | 5.7 | Natural Gas Fired Combined Cycle | NG | CA | 10 | 1988 |  |  | (OP) Operating | Tompkins
18436 | Ampersand Tannery Island Hydro, LLC | Tannery Island Power | IPP Non-CHP | NY | 0.3 | 0.2 | 0.2 | Conventional Hydroelectric | WAT | HY | 6 | 1986 |  |  | (OP) Operating | Jefferson
18436 | Ampersand Tannery Island Hydro, LLC | Tannery Island Power | IPP Non-CHP | NY | 0.3 | 0.2 | 0.2 | Conventional Hydroelectric | WAT | HY | 6 | 1986 |  |  | (OP) Operating | Jefferson
18436 | Ampersand Tannery Island Hydro, LLC | Tannery Island Power | IPP Non-CHP | NY | 0.3 | 0.2 | 0.2 | Conventional Hydroelectric | WAT | HY | 6 | 1986 |  |  | (OP) Operating | Jefferson
18436 | Ampersand Tannery Island Hydro, LLC | Tannery Island Power | IPP Non-CHP | NY | 0.3 | 0.2 | 0.2 | Conventional Hydroelectric | WAT | HY | 6 | 1986 |  |  | (OP) Operating | Jefferson
18436 | Ampersand Tannery Island Hydro, LLC | Tannery Island Power | IPP Non-CHP | NY | 0.3 | 0.2 | 0.2 | Conventional Hydroelectric | WAT | HY | 6 | 1986 |  |  | (OP) Operating | Jefferson
13487 | New York Zoological Society | Bronx Zoo | Commercial CHP | NY | 1.1 | 1.1 | 1.1 | Natural Gas Internal Combustion Engine | NG | IC | 1 | 1991 |  |  | (OP) Operating | Bronx
13487 | New York Zoological Society | Bronx Zoo | Commercial CHP | NY | 1.5 | 1.5 | 1.5 | Natural Gas Internal Combustion Engine | NG | IC | 4 | 1995 |  |  | (OP) Operating | Bronx
9245 | Indeck-Energy Serv Silver Spg | Indeck Silver Springs Energy Center | IPP CHP | NY | 39.4 | 49.1 | 62.5 | Natural Gas Fired Combined Cycle | NG | CT | 5 | 1991 |  |  | (OP) Operating | Wyoming
9245 | Indeck-Energy Serv Silver Spg | Indeck Silver Springs Energy Center | IPP CHP | NY | 17.2 |  |  | Natural Gas Fired Combined Cycle | NG | CA | 5 | 1991 |  |  | (OP) Operating | Wyoming
9244 | Indeck-Oswego Ltd Partnership | Indeck Oswego Energy Center | IPP CHP | NY | 41.2 | 48.9 | 61.4 | Natural Gas Fired Combined Cycle | NG | CT | 6 | 1990 |  |  | (OP) Operating | Oswego
9244 | Indeck-Oswego Ltd Partnership | Indeck Oswego Energy Center | IPP CHP | NY | 16.2 |  |  | Natural Gas Fired Combined Cycle | NG | CA | 6 | 1990 |  |  | (OP) Operating | Oswego
9243 | Indeck-Yerkes Ltd Partnership | Indeck Yerkes Energy Center | IPP CHP | NY | 40.6 | 47.7 | 56.7 | Natural Gas Fired Combined Cycle | NG | CT | 12 | 1989 |  |  | (OP) Operating | Erie
9243 | Indeck-Yerkes Ltd Partnership | Indeck Yerkes Energy Center | IPP CHP | NY | 19.3 |  |  | Natural Gas Fired Combined Cycle | NG | CA | 12 | 1989 |  |  | (OP) Operating | Erie
9263 | Indeck-Corinth Ltd Partnership | Indeck Corinth Energy Center | IPP CHP | NY | 92 | 74.4 | 92.2 | Natural Gas Fired Combined Cycle | NG | CT | 2 | 1995 |  |  | (OP) Operating | Saratoga
9263 | Indeck-Corinth Ltd Partnership | Indeck Corinth Energy Center | IPP CHP | NY | 55 | 56 | 46.5 | Natural Gas Fired Combined Cycle | NG | CA | 3 | 1995 |  |  | (OP) Operating | Saratoga
470 | Covanta Energy of Niagara LP | Covanta Niagara I, LLC | IPP CHP | NY | 25 | 18 | 18 | Municipal Solid Waste | MSW | ST | 8 | 1980 |  |  | (OP) Operating | Niagara
470 | Covanta Energy of Niagara LP | Covanta Niagara I, LLC | IPP CHP | NY | 25 | 18 | 18 | Municipal Solid Waste | MSW | ST | 8 | 1980 |  |  | (OP) Operating | Niagara
60779 | Black River Hydroelectric, LLC | Glen Park Hydroelectric Project | IPP Non-CHP | NY | 14.5 | 14.5 | 14.5 | Conventional Hydroelectric | WAT | HY | 10 | 1999 |  |  | (OP) Operating | Jefferson
60779 | Black River Hydroelectric, LLC | Glen Park Hydroelectric Project | IPP Non-CHP | NY | 3.6 | 3.6 | 3.6 | Conventional Hydroelectric | WAT | HY | 10 | 1999 |  |  | (OP) Operating | Jefferson
18121 | Stillwater Associates | Stillwater Reservoir Hydro | IPP Non-CHP | NY | 1.8 | 2.5 | 2.5 | Conventional Hydroelectric | WAT | HY | 1 | 1987 |  |  | (OP) Operating | Herkimer
6495 | Fort Miller Associates | Fort Miller Hydroelectric Facility | IPP Non-CHP | NY | 2.5 | 2.5 | 2.5 | Conventional Hydroelectric | WAT | HY | 12 | 1984 |  |  | (OP) Operating | Saratoga
6495 | Fort Miller Associates | Fort Miller Hydroelectric Facility | IPP Non-CHP | NY | 2.5 | 2.5 | 2.5 | Conventional Hydroelectric | WAT | HY | 12 | 1984 |  |  | (OP) Operating | Saratoga
54842 | WM Renewable Energy LLC | Monroe Livingston Gas Recovery | IPP Non-CHP | NY | 0.8 | 0.8 | 0.8 | Landfill Gas | LFG | IC | 12 | 1988 |  |  | (OP) Operating | Monroe
54842 | WM Renewable Energy LLC | Monroe Livingston Gas Recovery | IPP Non-CHP | NY | 0.8 | 0.8 | 0.8 | Landfill Gas | LFG | IC | 12 | 1988 |  |  | (OP) Operating | Monroe
54842 | WM Renewable Energy LLC | High Acres Gas Recovery | IPP Non-CHP | NY | 0.8 | 0.8 | 0.8 | Landfill Gas | LFG | IC | 5 | 1991 |  |  | (OP) Operating | Monroe
54842 | WM Renewable Energy LLC | High Acres Gas Recovery | IPP Non-CHP | NY | 0.8 | 0.8 | 0.8 | Landfill Gas | LFG | IC | 5 | 1991 |  |  | (OP) Operating | Monroe
54842 | WM Renewable Energy LLC | High Acres Gas Recovery | IPP Non-CHP | NY | 0.8 | 0.8 | 0.8 | Landfill Gas | LFG | IC | 5 | 1991 |  |  | (OP) Operating | Monroe
54842 | WM Renewable Energy LLC | High Acres Gas Recovery | IPP Non-CHP | NY | 0.8 | 0.8 | 0.8 | Landfill Gas | LFG | IC | 5 | 1991 |  |  | (OP) Operating | Monroe
54842 | WM Renewable Energy LLC | High Acres Gas Recovery | IPP Non-CHP | NY | 1.6 | 1.6 | 1.6 | Landfill Gas | LFG | IC | 3 | 2008 |  |  | (OP) Operating | Monroe
54842 | WM Renewable Energy LLC | High Acres Gas Recovery | IPP Non-CHP | NY | 1.6 | 1.6 | 1.6 | Landfill Gas | LFG | IC | 3 | 2008 |  |  | (OP) Operating | Monroe
54842 | WM Renewable Energy LLC | High Acres Gas Recovery | IPP Non-CHP | NY | 1.6 | 1.6 | 1.6 | Landfill Gas | LFG | IC | 3 | 2008 |  |  | (OP) Operating | Monroe
54842 | WM Renewable Energy LLC | High Acres Gas Recovery | IPP Non-CHP | NY | 1.6 | 1.6 | 1.6 | Landfill Gas | LFG | IC | 3 | 2008 |  |  | (OP) Operating | Monroe
4484 | Covanta Babylon Inc | Covanta Babylon Inc | Commercial Non-CHP | NY | 17 | 14.4 | 14.4 | Municipal Solid Waste | MSW | ST | 1 | 1989 |  |  | (OP) Operating | Suffolk
2598 | Burrows Paper Corp | Lyonsdale Associates | IPP Non-CHP | NY | 1.5 | 1.5 | 1.5 | Conventional Hydroelectric | WAT | HY | 7 | 1984 |  |  | (OP) Operating | Lewis
2598 | Burrows Paper Corp | Lyonsdale Associates | IPP Non-CHP | NY | 1.5 | 1.5 | 1.5 | Conventional Hydroelectric | WAT | HY | 7 | 1984 |  |  | (OP) Operating | Lewis
9097 | Huntington Resource Recovery | Huntington Resource Recovery Facility | IPP Non-CHP | NY | 28 | 24.5 | 24.5 | Municipal Solid Waste | MSW | ST | 12 | 1991 |  |  | (OP) Operating | Suffolk
4487 | Covanta Onondega LP | Onondaga County Resource Recovery | Commercial Non-CHP | NY | 39.5 | 30 | 30 | Municipal Solid Waste | MSW | ST | 11 | 1994 |  |  | (OP) Operating | Onondaga
18020 | Starrett City Inc | Starrett City Cogen Facility | Commercial CHP | NY | 6 | 5.5 | 6 | Natural Gas Steam Turbine | NG | ST | 10 | 1974 |  |  | (OP) Operating | Kings
18020 | Starrett City Inc | Starrett City Cogen Facility | Commercial CHP | NY | 6 | 5.5 | 6 | Natural Gas Steam Turbine | NG | ST | 10 | 1974 |  |  | (OP) Operating | Kings
14182 | Sterling Power Partners LP | Sterling Power Plant | IPP Non-CHP | NY | 47.7 | 38.8 | 47.6 | Natural Gas Fired Combined Cycle | NG | CT | 6 | 1991 |  |  | (OP) Operating | Oneida
14182 | Sterling Power Partners LP | Sterling Power Plant | IPP Non-CHP | NY | 16.5 | 16 | 16.5 | Natural Gas Fired Combined Cycle | NG | CA | 7 | 1991 |  |  | (OP) Operating | Oneida
14182 | Sterling Power Partners LP | Sterling Power Plant | IPP Non-CHP | NY | 1.1 | 1.1 | 1.1 | Petroleum Liquids | DFO | IC | 6 | 1991 |  |  | (OP) Operating | Oneida
57144 | Northbrook Carthage LLC | West End Dam Hydroelectric Project | IPP Non-CHP | NY | 2.2 | 2.1 | 2 | Conventional Hydroelectric | WAT | HY | 10 | 1985 |  |  | (OP) Operating | Jefferson
57144 | Northbrook Carthage LLC | West End Dam Hydroelectric Project | IPP Non-CHP | NY | 2.2 | 2.1 | 2 | Conventional Hydroelectric | WAT | HY | 10 | 1985 |  |  | (OP) Operating | Jefferson
57184 | Ampersand Mount Ida Hydro LLC | Forestport | IPP Non-CHP | NY | 3.4 | 3.4 | 3.4 | Conventional Hydroelectric | WAT | HY | 12 | 1987 |  |  | (OP) Operating | Oneida
20541 | Wheelabrator Environmental Systems | Wheelabrator Westchester | IPP Non-CHP | NY | 59.7 | 51 | 53 | Municipal Solid Waste | MSW | ST | 10 | 1984 |  |  | (OP) Operating | Westchester
14222 | Oswego County | Oswego County Energy Recovery | Commercial CHP | NY | 1.8 | 1.7 | 1.7 | Municipal Solid Waste | MSW | ST | 2 | 1986 |  |  | (OP) Operating | Oswego
14222 | Oswego County | Oswego County Energy Recovery | Commercial CHP | NY | 1.8 | 1.7 | 1.7 | Municipal Solid Waste | MSW | ST | 2 | 1986 |  |  | (OP) Operating | Oswego
24202 | Carr Street Generating Sta LP | Carr Street Generating Station | IPP Non-CHP | NY | 48.8 | 33 | 40.8 | Natural Gas Fired Combined Cycle | NG | CT | 7 | 1993 |  |  | (OP) Operating | Onondaga
24202 | Carr Street Generating Sta LP | Carr Street Generating Station | IPP Non-CHP | NY | 48.8 | 33 | 40.8 | Natural Gas Fired Combined Cycle | NG | CT | 7 | 1993 |  |  | (OP) Operating | Onondaga
24202 | Carr Street Generating Sta LP | Carr Street Generating Station | IPP Non-CHP | NY | 25 | 22.2 | 24.6 | Natural Gas Fired Combined Cycle | NG | CA | 7 | 1993 |  |  | (OP) Operating | Onondaga
5914 | Erie Boulevard Hydropower LP | West Delaware Tunnel Plant | IPP Non-CHP | NY | 7.5 | 7 | 7.6 | Conventional Hydroelectric | WAT | HY | 12 | 1988 |  |  | (OP) Operating | Sullivan
10714 | Little Falls Hydroelec Assoc | Little Falls Hydro | IPP Non-CHP | NY | 6.5 | 6.5 | 6.5 | Conventional Hydroelectric | WAT | HY | 1 | 1987 |  |  | (OP) Operating | Herkimer
10714 | Little Falls Hydroelec Assoc | Little Falls Hydro | IPP Non-CHP | NY | 6.5 | 6.5 | 6.5 | Conventional Hydroelectric | WAT | HY | 1 | 1987 |  |  | (OP) Operating | Herkimer
56601 | Covanta MacArthur Renewable Energy | MacArthur Waste to Energy Facility | Commercial Non-CHP | NY | 12.5 | 11 | 11 | Municipal Solid Waste | MSW | ST | 3 | 1990 |  |  | (OP) Operating | Suffolk
19153 | Nassau Energy Corp | Nassau Energy Corp | IPP CHP | NY | 43 | 43 | 45 | Natural Gas Fired Combined Cycle | NG | CT | 3 | 1991 |  |  | (OP) Operating | Nassau
19153 | Nassau Energy Corp | Nassau Energy Corp | IPP CHP | NY | 12 | 12 | 12 | Natural Gas Fired Combined Cycle | NG | CA | 3 | 1991 |  |  | (OP) Operating | Nassau
57184 | Ampersand Mount Ida Hydro LLC | Ogdensburg | IPP Non-CHP | NY | 0.7 | 0.2 | 0.2 | Conventional Hydroelectric | WAT | HY | 12 | 1987 |  |  | (OP) Operating | St Lawrence
57184 | Ampersand Mount Ida Hydro LLC | Ogdensburg | IPP Non-CHP | NY | 0.7 | 0.2 | 0.1 | Conventional Hydroelectric | WAT | HY | 12 | 1987 |  |  | (OP) Operating | St Lawrence
57184 | Ampersand Mount Ida Hydro LLC | Ogdensburg | IPP Non-CHP | NY | 0.7 | 0.2 | 0.1 | Conventional Hydroelectric | WAT | HY | 12 | 1987 |  |  | (OP) Operating | St Lawrence
57184 | Ampersand Mount Ida Hydro LLC | Ogdensburg | IPP Non-CHP | NY | 0.7 | 0.2 | 0.1 | Conventional Hydroelectric | WAT | HY | 12 | 1987 |  |  | (OP) Operating | St Lawrence
57184 | Ampersand Mount Ida Hydro LLC | Ogdensburg | IPP Non-CHP | NY | 0.7 | 0.2 | 0.1 | Conventional Hydroelectric | WAT | HY | 12 | 1987 |  |  | (OP) Operating | St Lawrence
24210 | Riverbay Corp | Riverbay | Commercial CHP | NY | 16 | 13.8 | 15 | Natural Gas Steam Turbine | NG | ST | 3 | 2011 |  |  | (OP) Operating | Bronx
24210 | Riverbay Corp | Riverbay | Commercial CHP | NY | 12.9 | 11.5 | 12.6 | Natural Gas Fired Combustion Turbine | NG | GT | 3 | 2011 |  |  | (OP) Operating | Bronx
24210 | Riverbay Corp | Riverbay | Commercial CHP | NY | 12.9 | 11.5 | 12.6 | Natural Gas Fired Combustion Turbine | NG | GT | 3 | 2011 |  |  | (OP) Operating | Bronx
24210 | Riverbay Corp | Riverbay | Commercial CHP | NY | 1.7 | 1.5 | 1.5 | Petroleum Liquids | DFO | IC | 6 | 2011 |  |  | (OP) Operating | Bronx
6838 | Rensselaer Generating LLC | Rensselaer Cogen | IPP Non-CHP | NY | 49.2 | 47 | 55.8 | Natural Gas Fired Combined Cycle | NG | CT | 4 | 1994 |  |  | (OP) Operating | Rensselaer
6838 | Rensselaer Generating LLC | Rensselaer Cogen | IPP Non-CHP | NY | 39 | 33.4 | 30 | Natural Gas Fired Combined Cycle | NG | CA | 4 | 1994 |  |  | (OP) Operating | Rensselaer
11127 | Lockport Energy Associates LP | Lockport Energy Associates LP | IPP CHP | NY | 48.7 | 42.3 | 51.3 | Natural Gas Fired Combined Cycle | NG | CT | 7 | 1992 |  |  | (OP) Operating | Niagara
11127 | Lockport Energy Associates LP | Lockport Energy Associates LP | IPP CHP | NY | 48.7 | 42.3 | 51.3 | Natural Gas Fired Combined Cycle | NG | CT | 7 | 1992 |  |  | (OP) Operating | Niagara
11127 | Lockport Energy Associates LP | Lockport Energy Associates LP | IPP CHP | NY | 48.7 | 42.3 | 51.3 | Natural Gas Fired Combined Cycle | NG | CT | 7 | 1992 |  |  | (OP) Operating | Niagara
11127 | Lockport Energy Associates LP | Lockport Energy Associates LP | IPP CHP | NY | 75.2 | 75.2 | 75.2 | Natural Gas Fired Combined Cycle | NG | CA | 9 | 1992 |  |  | (OP) Operating | Niagara
9261 | Indeck-Olean Ltd Partnership | Indeck Olean Energy Center | IPP CHP | NY | 46 | 34.2 | 43.2 | Natural Gas Fired Combined Cycle | NG | CT | 1 | 1994 |  |  | (OP) Operating | Cattaraugus
9261 | Indeck-Olean Ltd Partnership | Indeck Olean Energy Center | IPP CHP | NY | 44.6 | 44.6 | 44.6 | Natural Gas Fired Combined Cycle | NG | CA | 1 | 1994 |  |  | (OP) Operating | Cattaraugus
9350 | IPC-Ticonderoga | Ticonderoga Mill | Industrial CHP | NY | 42.1 | 41 | 39 | Wood/Wood Waste Biomass | BLQ | ST | 1 | 1970 |  |  | (OP) Operating | Essex
10349 | KIAC Partners | Kennedy International Airport Cogen | IPP CHP | NY | 47.1 | 49.9 | 51 | Natural Gas Fired Combined Cycle | NG | CT | 12 | 1994 |  |  | (OP) Operating | Queens
10349 | KIAC Partners | Kennedy International Airport Cogen | IPP CHP | NY | 47.1 | 49.7 | 47.3 | Natural Gas Fired Combined Cycle | NG | CT | 12 | 1994 |  |  | (OP) Operating | Queens
10349 | KIAC Partners | Kennedy International Airport Cogen | IPP CHP | NY | 27 | 25.9 | 25.9 | Natural Gas Fired Combined Cycle | NG | CA | 1 | 1995 |  |  | (OP) Operating | Queens
50136 | North American Energy Services | Fortistar North Tonawanda | IPP CHP | NY | 38.3 | 39.1 | 48.5 | Natural Gas Fired Combined Cycle | NG | CT | 7 | 1993 |  |  | (OP) Operating | Niagara
50136 | North American Energy Services | Fortistar North Tonawanda | IPP CHP | NY | 17 | 20 | 20 | Natural Gas Fired Combined Cycle | NG | CA | 7 | 1993 |  |  | (OP) Operating | Niagara
13587 | Nissequoque Cogen Partners | Stony Brook Cogen Plant | IPP CHP | NY | 47 | 44.5 | 47.1 | Natural Gas Fired Combustion Turbine | NG | GT | 4 | 1995 |  |  | (OP) Operating | Suffolk
59834 | GR Catalyst One, LLC | Stillwater Hydro Electric Project | IPP Non-CHP | NY | 1.7 | 1.7 | 1.7 | Conventional Hydroelectric | WAT | HY | 4 | 1993 |  |  | (OP) Operating | Saratoga
59834 | GR Catalyst One, LLC | Stillwater Hydro Electric Project | IPP Non-CHP | NY | 1.7 | 1.7 | 1.7 | Conventional Hydroelectric | WAT | HY | 4 | 1993 |  |  | (OP) Operating | Saratoga
17254 | Sithe/Independence LLC | Sithe Independence Station | IPP CHP | NY | 169.2 | 155.3 | 196.8 | Natural Gas Fired Combined Cycle | NG | CT | 10 | 1994 |  |  | (OP) Operating | Oswego
17254 | Sithe/Independence LLC | Sithe Independence Station | IPP CHP | NY | 169.2 | 155.3 | 196.8 | Natural Gas Fired Combined Cycle | NG | CT | 9 | 1994 |  |  | (OP) Operating | Oswego
17254 | Sithe/Independence LLC | Sithe Independence Station | IPP CHP | NY | 169.2 | 155.3 | 196.8 | Natural Gas Fired Combined Cycle | NG | CT | 8 | 1994 |  |  | (OP) Operating | Oswego
17254 | Sithe/Independence LLC | Sithe Independence Station | IPP CHP | NY | 169.5 | 155.3 | 196.8 | Natural Gas Fired Combined Cycle | NG | CT | 9 | 1994 |  |  | (OP) Operating | Oswego
17254 | Sithe/Independence LLC | Sithe Independence Station | IPP CHP | NY | 204.5 | 167.5 | 212.3 | Natural Gas Fired Combined Cycle | NG | CA | 10 | 1994 |  |  | (OP) Operating | Oswego
17254 | Sithe/Independence LLC | Sithe Independence Station | IPP CHP | NY | 204.5 | 167.5 | 212.3 | Natural Gas Fired Combined Cycle | NG | CA | 9 | 1994 |  |  | (OP) Operating | Oswego
59827 | Ampersand Long Falls Hydro, LLC | Longfalls Facility | IPP Non-CHP | NY | 3.3 | 3 | 3 | Conventional Hydroelectric | WAT | HY | 10 | 1991 |  |  | (OP) Operating | Jefferson
7092 | General Mills Inc | General Mills Inc | Industrial CHP | NY | 3.8 | 3.4 | 4 | Natural Gas Fired Combustion Turbine | NG | GT | 12 | 1988 |  |  | (OP) Operating | Erie
54838 | Windsor Machinery Co Inc | Wappinger Falls Hydroelectric | IPP Non-CHP | NY | 1 | 1 | 0.9 | Conventional Hydroelectric | WAT | HY | 12 | 1988 |  |  | (OP) Operating | Dutchess
16729 | Saranac Power Partners LP | Saranac Facility | IPP Non-CHP | NY | 95.2 | 82.8 | 94.5 | Natural Gas Fired Combined Cycle | NG | CT | 6 | 1994 |  |  | (OP) Operating | Clinton
16729 | Saranac Power Partners LP | Saranac Facility | IPP Non-CHP | NY | 95.2 | 77.6 | 90.4 | Natural Gas Fired Combined Cycle | NG | CT | 6 | 1994 |  |  | (OP) Operating | Clinton
16729 | Saranac Power Partners LP | Saranac Facility | IPP Non-CHP | NY | 95.2 | 85.6 | 86.3 | Natural Gas Fired Combined Cycle | NG | CA | 6 | 1994 |  |  | (OP) Operating | Clinton
24931 | Palmer Hydroelectric | Curtis Palmer Hydroelectric | IPP Non-CHP | NY | 2.6 | 2.5 | 2.5 | Conventional Hydroelectric | WAT | HY | 3 | 1986 |  |  | (OP) Operating | Saratoga
24931 | Palmer Hydroelectric | Curtis Palmer Hydroelectric | IPP Non-CHP | NY | 2.6 | 2.5 | 2.5 | Conventional Hydroelectric | WAT | HY | 1 | 1986 |  |  | (OP) Operating | Saratoga
24931 | Palmer Hydroelectric | Curtis Palmer Hydroelectric | IPP Non-CHP | NY | 2.6 | 2.4 | 2.4 | Conventional Hydroelectric | WAT | HY | 12 | 1985 |  |  | (OP) Operating | Saratoga
24931 | Palmer Hydroelectric | Curtis Palmer Hydroelectric | IPP Non-CHP | NY | 1 | 1.1 | 1.1 | Conventional Hydroelectric | WAT | HY | 11 | 1985 |  |  | (OP) Operating | Saratoga
24931 | Palmer Hydroelectric | Curtis Palmer Hydroelectric | IPP Non-CHP | NY | 1 | 1.1 | 1.1 | Conventional Hydroelectric | WAT | HY | 10 | 1985 |  |  | (OP) Operating | Saratoga
24931 | Palmer Hydroelectric | Curtis Palmer Hydroelectric | IPP Non-CHP | NY | 24.6 | 25 | 25 | Conventional Hydroelectric | WAT | HY | 11 | 1986 |  |  | (OP) Operating | Saratoga
24931 | Palmer Hydroelectric | Curtis Palmer Hydroelectric | IPP Non-CHP | NY | 24.6 | 25 | 25 | Conventional Hydroelectric | WAT | HY | 10 | 1986 |  |  | (OP) Operating | Saratoga
15253 | Power City Partners LP | Massena Energy Facility | IPP Non-CHP | NY | 66.5 | 46 | 56 | Natural Gas Fired Combined Cycle | NG | CT | 7 | 1992 |  |  | (OP) Operating | St Lawrence
15253 | Power City Partners LP | Massena Energy Facility | IPP Non-CHP | NY | 35.6 | 35 | 35 | Natural Gas Fired Combined Cycle | NG | CA | 7 | 1992 |  |  | (OP) Operating | St Lawrence
16839 | Seneca Power Partners LP | Batavia Power Plant | IPP Non-CHP | NY | 47.7 | 34.3 | 44.3 | Natural Gas Fired Combined Cycle | NG | CT | 9 | 1992 |  |  | (OP) Operating | Genesee
16839 | Seneca Power Partners LP | Batavia Power Plant | IPP Non-CHP | NY | 18.5 | 14.5 | 14.8 | Natural Gas Fired Combined Cycle | NG | CA | 9 | 1992 |  |  | (OP) Operating | Genesee
57280 | Eagle Creek RE LLC | Lower Beaver Falls Project | IPP Non-CHP | NY | 0.5 | 0.5 | 0.5 | Conventional Hydroelectric | WAT | HY | 12 | 1979 |  |  | (OP) Operating | Lewis
57280 | Eagle Creek RE LLC | Lower Beaver Falls Project | IPP Non-CHP | NY | 0.5 | 0.5 | 0.5 | Conventional Hydroelectric | WAT | HY | 12 | 1979 |  |  | (OP) Operating | Lewis
55754 | Boralex Hydro Operations Inc | South Glens Falls Hydroelectric | IPP Non-CHP | NY | 6.9 | 6.9 | 6.9 | Conventional Hydroelectric | WAT | HY | 8 | 1994 |  |  | (OP) Operating | Saratoga
55754 | Boralex Hydro Operations Inc | South Glens Falls Hydroelectric | IPP Non-CHP | NY | 6.9 | 6.9 | 6.9 | Conventional Hydroelectric | WAT | HY | 8 | 1994 |  |  | (OP) Operating | Saratoga
17283 | Seneca Energy II | Seneca Energy | IPP Non-CHP | NY | 0.8 | 0.8 | 0.8 | Landfill Gas | LFG | IC | 8 | 1998 |  |  | (OP) Operating | Seneca
17283 | Seneca Energy II | Seneca Energy | IPP Non-CHP | NY | 0.8 | 0.8 | 0.8 | Landfill Gas | LFG | IC | 8 | 1998 |  |  | (OP) Operating | Seneca
17283 | Seneca Energy II | Seneca Energy | IPP Non-CHP | NY | 0.8 | 0.8 | 0.8 | Landfill Gas | LFG | IC | 8 | 1998 |  |  | (OP) Operating | Seneca
17283 | Seneca Energy II | Seneca Energy | IPP Non-CHP | NY | 0.8 | 0.8 | 0.8 | Landfill Gas | LFG | IC | 8 | 1998 |  |  | (OP) Operating | Seneca
17283 | Seneca Energy II | Seneca Energy | IPP Non-CHP | NY | 0.8 | 0.8 | 0.8 | Landfill Gas | LFG | IC | 8 | 1998 |  |  | (OP) Operating | Seneca
17283 | Seneca Energy II | Seneca Energy | IPP Non-CHP | NY | 1.6 | 1.6 | 1.6 | Landfill Gas | LFG | IC | 1 | 2007 |  |  | (OP) Operating | Seneca
17283 | Seneca Energy II | Seneca Energy | IPP Non-CHP | NY | 1.6 | 1.6 | 1.6 | Landfill Gas | LFG | IC | 1 | 2007 |  |  | (OP) Operating | Seneca
17283 | Seneca Energy II | Seneca Energy | IPP Non-CHP | NY | 1.6 | 1.6 | 1.6 | Landfill Gas | LFG | IC | 1 | 2007 |  |  | (OP) Operating | Seneca
17283 | Seneca Energy II | Seneca Energy | IPP Non-CHP | NY | 1.6 | 1.6 | 1.6 | Landfill Gas | LFG | IC | 1 | 2007 |  |  | (OP) Operating | Seneca
17283 | Seneca Energy II | Seneca Energy | IPP Non-CHP | NY | 0.8 | 0.8 | 0.8 | Landfill Gas | LFG | IC | 3 | 1996 |  |  | (OP) Operating | Seneca
17283 | Seneca Energy II | Seneca Energy | IPP Non-CHP | NY | 0.8 | 0.8 | 0.8 | Landfill Gas | LFG | IC | 3 | 1996 |  |  | (OP) Operating | Seneca
17283 | Seneca Energy II | Seneca Energy | IPP Non-CHP | NY | 0.8 | 0.8 | 0.8 | Landfill Gas | LFG | IC | 3 | 1996 |  |  | (OP) Operating | Seneca
17283 | Seneca Energy II | Seneca Energy | IPP Non-CHP | NY | 0.8 | 0.8 | 0.8 | Landfill Gas | LFG | IC | 8 | 1996 |  |  | (OP) Operating | Seneca
17283 | Seneca Energy II | Seneca Energy | IPP Non-CHP | NY | 0.8 | 0.8 | 0.8 | Landfill Gas | LFG | IC | 8 | 1996 |  |  | (OP) Operating | Seneca
17283 | Seneca Energy II | Seneca Energy | IPP Non-CHP | NY | 0.8 | 0.8 | 0.8 | Landfill Gas | LFG | IC | 6 | 1997 |  |  | (OP) Operating | Seneca
17283 | Seneca Energy II | Seneca Energy | IPP Non-CHP | NY | 0.8 | 0.8 | 0.8 | Landfill Gas | LFG | IC | 6 | 1997 |  |  | (OP) Operating | Seneca
17283 | Seneca Energy II | Seneca Energy | IPP Non-CHP | NY | 0.8 | 0.8 | 0.8 | Landfill Gas | LFG | IC | 8 | 1998 |  |  | (OP) Operating | Seneca
17283 | Seneca Energy II | Seneca Energy | IPP Non-CHP | NY | 0.8 | 0.8 | 0.8 | Landfill Gas | LFG | IC | 8 | 1998 |  |  | (OP) Operating | Seneca
13491 | New York University | New York University Central Plant | Commercial CHP | NY | 5.5 | 5.5 | 5.5 | Natural Gas Fired Combined Cycle | NG | CT | 12 | 2010 |  |  | (OP) Operating | New York
13491 | New York University | New York University Central Plant | Commercial CHP | NY | 5.5 | 5.5 | 5.5 | Natural Gas Fired Combined Cycle | NG | CT | 12 | 2010 |  |  | (OP) Operating | New York
13491 | New York University | New York University Central Plant | Commercial CHP | NY | 2.4 | 1.8 | 1.8 | Natural Gas Fired Combined Cycle | NG | CA | 1 | 1984 |  |  | (OP) Operating | New York
57280 | Eagle Creek RE LLC | Phoenix Hydro Project | IPP Non-CHP | NY | 1.6 | 1.2 | 1.2 | Conventional Hydroelectric | WAT | HY | 1 | 1991 |  |  | (OP) Operating | Oswego
57280 | Eagle Creek RE LLC | Phoenix Hydro Project | IPP Non-CHP | NY | 1.6 | 1.2 | 1.2 | Conventional Hydroelectric | WAT | HY | 1 | 1991 |  |  | (OP) Operating | Oswego
32080 | Dunn Paper | Dunn Paper | Industrial Non-CHP | NY | 0.4 | 0.4 | 0.4 | Conventional Hydroelectric | WAT | HY | 1 | 1959 |  |  | (OP) Operating | St Lawrence
32080 | Dunn Paper | Dunn Paper | Industrial Non-CHP | NY | 0.3 | 0.3 | 0.3 | Conventional Hydroelectric | WAT | HY | 1 | 1959 |  |  | (OP) Operating | St Lawrence
32080 | Dunn Paper | Dunn Paper | Industrial Non-CHP | NY | 0.3 | 0.3 | 0.3 | Conventional Hydroelectric | WAT | HY | 1 | 1959 |  |  | (OP) Operating | St Lawrence
2313 | Brooklyn Navy Yard Cogen PLP | Brooklyn Navy Yard Cogeneration | IPP CHP | NY | 121 | 90 | 110 | Natural Gas Fired Combined Cycle | NG | CT | 3 | 1996 |  |  | (OP) Operating | Kings
2313 | Brooklyn Navy Yard Cogen PLP | Brooklyn Navy Yard Cogeneration | IPP CHP | NY | 121 | 90 | 110 | Natural Gas Fired Combined Cycle | NG | CT | 3 | 1996 |  |  | (OP) Operating | Kings
2313 | Brooklyn Navy Yard Cogen PLP | Brooklyn Navy Yard Cogeneration | IPP CHP | NY | 40 | 35 | 38 | Natural Gas Fired Combined Cycle | NG | CA | 6 | 1996 |  |  | (OP) Operating | Kings
2313 | Brooklyn Navy Yard Cogen PLP | Brooklyn Navy Yard Cogeneration | IPP CHP | NY | 40 | 35 | 38 | Natural Gas Fired Combined Cycle | NG | CA | 6 | 1996 |  |  | (OP) Operating | Kings
55754 | Boralex Hydro Operations Inc | Hudson Falls Hydroelectric Project | IPP Non-CHP | NY | 22 | 22 | 22 | Conventional Hydroelectric | WAT | HY | 11 | 1995 |  |  | (OP) Operating | Saratoga
55754 | Boralex Hydro Operations Inc | Hudson Falls Hydroelectric Project | IPP Non-CHP | NY | 22 | 22 | 22 | Conventional Hydroelectric | WAT | HY | 11 | 1995 |  |  | (OP) Operating | Saratoga
57229 | MM Albany Energy LLC | MM Albany Energy | IPP Non-CHP | NY | 0.9 | 0.9 | 0.9 | Landfill Gas | LFG | IC | 3 | 1998 |  |  | (OP) Operating | Albany
57229 | MM Albany Energy LLC | MM Albany Energy | IPP Non-CHP | NY | 0.9 | 0.9 | 0.9 | Landfill Gas | LFG | IC | 3 | 1998 |  |  | (OP) Operating | Albany
57229 | MM Albany Energy LLC | MM Albany Energy | IPP Non-CHP | NY | 0.9 | 0.9 | 0.9 | Landfill Gas | LFG | IC | 11 | 2008 |  |  | (OP) Operating | Albany
57229 | MM Albany Energy LLC | MM Albany Energy | IPP Non-CHP | NY | 1.6 | 1.6 | 1.6 | Landfill Gas | LFG | IC | 5 | 2012 |  |  | (OP) Operating | Albany
57229 | MM Albany Energy LLC | MM Albany Energy | IPP Non-CHP | NY | 1.6 | 1.6 | 1.6 | Landfill Gas | LFG | IC | 5 | 2012 |  |  | (OP) Operating | Albany
13582 | NRG Astoria Gas Turbine Operations Inc | Astoria Gas Turbines | IPP Non-CHP | NY | 41.9 | 35.8 | 44.6 | Natural Gas Fired Combustion Turbine | NG | GT | 1 | 1970 |  |  | (OP) Operating | Queens
13582 | NRG Astoria Gas Turbine Operations Inc | Astoria Gas Turbines | IPP Non-CHP | NY | 41.9 | 34.1 | 44.6 | Natural Gas Fired Combustion Turbine | NG | GT | 1 | 1970 |  |  | (OP) Operating | Queens
13582 | NRG Astoria Gas Turbine Operations Inc | Astoria Gas Turbines | IPP Non-CHP | NY | 41.9 | 35.5 | 45.8 | Natural Gas Fired Combustion Turbine | NG | GT | 1 | 1970 |  |  | (OP) Operating | Queens
13582 | NRG Astoria Gas Turbine Operations Inc | Astoria Gas Turbines | IPP Non-CHP | NY | 41.9 | 35.2 | 45.5 | Natural Gas Fired Combustion Turbine | NG | GT | 1 | 1970 |  |  | (OP) Operating | Queens
13582 | NRG Astoria Gas Turbine Operations Inc | Astoria Gas Turbines | IPP Non-CHP | NY | 41.9 | 33.2 | 43.3 | Natural Gas Fired Combustion Turbine | NG | GT | 1 | 1970 |  |  | (OP) Operating | Queens
13582 | NRG Astoria Gas Turbine Operations Inc | Astoria Gas Turbines | IPP Non-CHP | NY | 41.9 | 34.8 | 44.3 | Natural Gas Fired Combustion Turbine | NG | GT | 1 | 1970 |  |  | (OP) Operating | Queens
13582 | NRG Astoria Gas Turbine Operations Inc | Astoria Gas Turbines | IPP Non-CHP | NY | 41.9 | 34.5 | 44.3 | Natural Gas Fired Combustion Turbine | NG | GT | 1 | 1970 |  |  | (OP) Operating | Queens
13582 | NRG Astoria Gas Turbine Operations Inc | Astoria Gas Turbines | IPP Non-CHP | NY | 41.9 | 36 | 45.1 | Natural Gas Fired Combustion Turbine | NG | GT | 1 | 1970 |  |  | (OP) Operating | Queens
13582 | NRG Astoria Gas Turbine Operations Inc | Astoria Gas Turbines | IPP Non-CHP | NY | 41.9 | 34.7 | 45.6 | Natural Gas Fired Combustion Turbine | NG | GT | 1 | 1970 |  |  | (OP) Operating | Queens
13582 | NRG Astoria Gas Turbine Operations Inc | Astoria Gas Turbines | IPP Non-CHP | NY | 41.9 | 33.9 | 44.8 | Natural Gas Fired Combustion Turbine | NG | GT | 1 | 1970 |  |  | (OP) Operating | Queens
13582 | NRG Astoria Gas Turbine Operations Inc | Astoria Gas Turbines | IPP Non-CHP | NY | 41.9 | 34.6 | 44.9 | Natural Gas Fired Combustion Turbine | NG | GT | 1 | 1970 |  |  | (OP) Operating | Queens
13582 | NRG Astoria Gas Turbine Operations Inc | Astoria Gas Turbines | IPP Non-CHP | NY | 41.9 | 33 | 45.1 | Natural Gas Fired Combustion Turbine | NG | GT | 1 | 1970 |  |  | (OP) Operating | Queens
22979 | Astoria Energy LLC | Astoria Energy | IPP Non-CHP | NY | 170 | 156 | 170 | Natural Gas Fired Combined Cycle | NG | CT | 5 | 2006 |  |  | (OP) Operating | Queens
22979 | Astoria Energy LLC | Astoria Energy | IPP Non-CHP | NY | 170 | 156 | 170 | Natural Gas Fired Combined Cycle | NG | CT | 5 | 2006 |  |  | (OP) Operating | Queens
22979 | Astoria Energy LLC | Astoria Energy | IPP Non-CHP | NY | 255 | 228 | 266 | Natural Gas Fired Combined Cycle | NG | CA | 5 | 2006 |  |  | (OP) Operating | Queens
32173 | New Athens Generating Company LLC | Athens Generating Plant | IPP Non-CHP | NY | 300 | 225.8 | 272 | Natural Gas Fired Combined Cycle | NG | CT | 4 | 2004 |  |  | (OP) Operating | Greene
32173 | New Athens Generating Company LLC | Athens Generating Plant | IPP Non-CHP | NY | 300 | 223.1 | 275.5 | Natural Gas Fired Combined Cycle | NG | CT | 5 | 2004 |  |  | (OP) Operating | Greene
32173 | New Athens Generating Company LLC | Athens Generating Plant | IPP Non-CHP | NY | 300 | 224.2 | 266.8 | Natural Gas Fired Combined Cycle | NG | CT | 4 | 2003 |  |  | (OP) Operating | Greene
32173 | New Athens Generating Company LLC | Athens Generating Plant | IPP Non-CHP | NY | 141 | 107.7 | 129.9 | Natural Gas Fired Combined Cycle | NG | CA | 1 | 2004 |  |  | (OP) Operating | Greene
32173 | New Athens Generating Company LLC | Athens Generating Plant | IPP Non-CHP | NY | 141 | 106.4 | 131.4 | Natural Gas Fired Combined Cycle | NG | CA | 1 | 2004 |  |  | (OP) Operating | Greene
32173 | New Athens Generating Company LLC | Athens Generating Plant | IPP Non-CHP | NY | 141 | 106.9 | 127.3 | Natural Gas Fired Combined Cycle | NG | CA | 1 | 2004 |  |  | (OP) Operating | Greene
20323 | Wellhead Services Inc | Binghamton Cogen | IPP CHP | NY | 47.7 | 42 | 47 | Natural Gas Fired Combustion Turbine | NG | GT | 6 | 1992 |  |  | (OP) Operating | Broome
1268 | Bayswater Peaking Facility LLC | Bayswater Peaking Facility LLC | IPP Non-CHP | NY | 60.5 | 53.9 | 56.1 | Natural Gas Fired Combustion Turbine | NG | GT | 6 | 2002 |  |  | (OP) Operating | Queens
12758 | Model City Energy LLC | Model City Energy Facility | IPP Non-CHP | NY | 0.8 | 0.8 | 0.8 | Landfill Gas | LFG | IC | 6 | 2001 |  |  | (OP) Operating | Niagara
12758 | Model City Energy LLC | Model City Energy Facility | IPP Non-CHP | NY | 0.8 | 0.8 | 0.8 | Landfill Gas | LFG | IC | 6 | 2001 |  |  | (OP) Operating | Niagara
12758 | Model City Energy LLC | Model City Energy Facility | IPP Non-CHP | NY | 0.8 | 0.8 | 0.8 | Landfill Gas | LFG | IC | 6 | 2001 |  |  | (OP) Operating | Niagara
12758 | Model City Energy LLC | Model City Energy Facility | IPP Non-CHP | NY | 0.8 | 0.8 | 0.8 | Landfill Gas | LFG | IC | 6 | 2001 |  |  | (OP) Operating | Niagara
12758 | Model City Energy LLC | Model City Energy Facility | IPP Non-CHP | NY | 0.8 | 0.8 | 0.8 | Landfill Gas | LFG | IC | 6 | 2001 |  |  | (OP) Operating | Niagara
12758 | Model City Energy LLC | Model City Energy Facility | IPP Non-CHP | NY | 0.8 | 0.8 | 0.8 | Landfill Gas | LFG | IC | 6 | 2001 |  |  | (OP) Operating | Niagara
12758 | Model City Energy LLC | Model City Energy Facility | IPP Non-CHP | NY | 0.8 | 0.8 | 0.8 | Landfill Gas | LFG | IC | 6 | 2001 |  |  | (OP) Operating | Niagara
49880 | Madison Windpower LLC | Madison Windpower LLC | IPP Non-CHP | NY | 11.5 | 11.5 | 11.5 | Onshore Wind Turbine | WND | WT | 10 | 2000 |  |  | (OP) Operating | Madison
56852 | Edgewood Energy LLC | Edgewood Energy LLC | IPP Non-CHP | NY | 50 | 42.5 | 47 | Natural Gas Fired Combustion Turbine | NG | GT | 7 | 2002 |  |  | (OP) Operating | Suffolk
56852 | Edgewood Energy LLC | Edgewood Energy LLC | IPP Non-CHP | NY | 50 | 42.5 | 47 | Natural Gas Fired Combustion Turbine | NG | GT | 7 | 2002 |  |  | (OP) Operating | Suffolk
56853 | Shoreham Energy LLC | Shoreham Energy LLC | IPP Non-CHP | NY | 50 | 42.5 | 47 | Petroleum Liquids | DFO | GT | 7 | 2002 |  |  | (OP) Operating | Suffolk
56853 | Shoreham Energy LLC | Shoreham Energy LLC | IPP Non-CHP | NY | 50 | 42.5 | 47 | Petroleum Liquids | DFO | GT | 7 | 2002 |  |  | (OP) Operating | Suffolk
34688 | CHI Energy Inc | Fenner Wind | IPP Non-CHP | NY | 30 | 30 | 30 | Onshore Wind Turbine | WND | WT | 10 | 2001 |  |  | (OP) Operating | Madison
7308 | Hawkeye Energy Greenport LLC | Hawkeye Energy Greenport LLC | IPP Non-CHP | NY | 54 | 53.5 | 56.1 | Petroleum Liquids | KER | GT | 7 | 2003 | 7 | 2018 | (OP) Operating | Suffolk
49845 | Equus Power I, L.P., | Equus Freeport Power | IPP Non-CHP | NY | 60 | 47.9 | 49.2 | Natural Gas Fired Combustion Turbine | NG | GT | 6 | 2004 |  |  | (OP) Operating | Nassau
49845 | Equus Power I, L.P., | Equus Freeport Power | IPP Non-CHP | NY | 60 | 48.1 | 49.7 | Natural Gas Fired Combustion Turbine | NG | GT | 6 | 2004 |  |  | (OP) Operating | Nassau
49786 | Jamaica Bay Peaking Facility, LLC | Jamaica Bay Peaking | IPP Non-CHP | NY | 60.5 | 54.3 | 54.2 | Petroleum Liquids | KER | GT | 7 | 2003 |  |  | (OP) Operating | Queens
49837 | Pinelawn Power LLC | Pinelawn Power LLC | IPP Non-CHP | NY | 50 | 47 | 47 | Natural Gas Fired Combined Cycle | NG | CT | 7 | 2005 |  |  | (OP) Operating | Suffolk
49837 | Pinelawn Power LLC | Pinelawn Power LLC | IPP Non-CHP | NY | 32 | 27.5 | 30.1 | Natural Gas Fired Combined Cycle | NG | CA | 10 | 2005 |  |  | (OP) Operating | Suffolk
15296 | New York Power Authority | 500MW CC | Electric Utility | NY | 188 | 161.7 | 176.7 | Natural Gas Fired Combined Cycle | NG | CA | 12 | 2005 |  |  | (OP) Operating | Queens
15296 | New York Power Authority | 500MW CC | Electric Utility | NY | 170 | 146.2 | 159.8 | Natural Gas Fired Combined Cycle | NG | CT | 12 | 2005 |  |  | (OP) Operating | Queens
15296 | New York Power Authority | 500MW CC | Electric Utility | NY | 170 | 146.2 | 159.8 | Natural Gas Fired Combined Cycle | NG | CT | 12 | 2005 |  |  | (OP) Operating | Queens
49950 | Caithness Long Island, LLC | Caithness Long Island Energy Center | IPP Non-CHP | NY | 196.2 | 179.9 | 232.9 | Natural Gas Fired Combined Cycle | NG | CT | 8 | 2009 |  |  | (OP) Operating | Suffolk
49950 | Caithness Long Island, LLC | Caithness Long Island Energy Center | IPP Non-CHP | NY | 152.7 | 137 | 153 | Natural Gas Fired Combined Cycle | NG | CA | 8 | 2009 |  |  | (OP) Operating | Suffolk
17283 | Seneca Energy II | Ontario LFGTE | IPP Non-CHP | NY | 0.8 | 0.8 | 0.8 | Landfill Gas | LFG | IC | 11 | 2003 |  |  | (OP) Operating | Ontario
17283 | Seneca Energy II | Ontario LFGTE | IPP Non-CHP | NY | 1.6 | 1.6 | 1.6 | Landfill Gas | LFG | IC | 3 | 2013 |  |  | (OP) Operating | Ontario
17283 | Seneca Energy II | Ontario LFGTE | IPP Non-CHP | NY | 1.6 | 1.6 | 1.6 | Landfill Gas | LFG | IC | 3 | 2013 |  |  | (OP) Operating | Ontario
17283 | Seneca Energy II | Ontario LFGTE | IPP Non-CHP | NY | 0.8 | 0.8 | 0.8 | Landfill Gas | LFG | IC | 11 | 2003 |  |  | (OP) Operating | Ontario
17283 | Seneca Energy II | Ontario LFGTE | IPP Non-CHP | NY | 0.8 | 0.8 | 0.8 | Landfill Gas | LFG | IC | 11 | 2003 |  |  | (OP) Operating | Ontario
17283 | Seneca Energy II | Ontario LFGTE | IPP Non-CHP | NY | 0.8 | 0.8 | 0.8 | Landfill Gas | LFG | IC | 11 | 2003 |  |  | (OP) Operating | Ontario
17283 | Seneca Energy II | Ontario LFGTE | IPP Non-CHP | NY | 0.8 | 0.8 | 0.8 | Landfill Gas | LFG | IC | 5 | 2005 |  |  | (OP) Operating | Ontario
17283 | Seneca Energy II | Ontario LFGTE | IPP Non-CHP | NY | 0.8 | 0.8 | 0.8 | Landfill Gas | LFG | IC | 5 | 2005 |  |  | (OP) Operating | Ontario
17283 | Seneca Energy II | Ontario LFGTE | IPP Non-CHP | NY | 0.8 | 0.8 | 0.8 | Landfill Gas | LFG | IC | 5 | 2005 |  |  | (OP) Operating | Ontario
17283 | Seneca Energy II | Ontario LFGTE | IPP Non-CHP | NY | 0.8 | 0.8 | 0.8 | Landfill Gas | LFG | IC | 11 | 2010 |  |  | (OP) Operating | Ontario
17283 | Seneca Energy II | Ontario LFGTE | IPP Non-CHP | NY | 1.6 | 1.6 | 1.6 | Landfill Gas | LFG | IC | 3 | 2013 |  |  | (OP) Operating | Ontario
56480 | Empire Generating Co LLC | Empire Generating Co LLC | IPP CHP | NY | 179 | 155 | 190 | Natural Gas Fired Combined Cycle | NG | CT | 9 | 2010 |  |  | (OP) Operating | Rensselaer
56480 | Empire Generating Co LLC | Empire Generating Co LLC | IPP CHP | NY | 179 | 155 | 190 | Natural Gas Fired Combined Cycle | NG | CT | 9 | 2010 |  |  | (OP) Operating | Rensselaer
56480 | Empire Generating Co LLC | Empire Generating Co LLC | IPP CHP | NY | 295.7 | 270 | 295.7 | Natural Gas Fired Combined Cycle | NG | CA | 9 | 2010 |  |  | (OP) Operating | Rensselaer
54684 | Flat Rock Windpower, LLC | Maple Ridge Wind Farm | IPP Non-CHP | NY | 137 | 137 | 137 | Onshore Wind Turbine | WND | WT | 12 | 2005 |  |  | (OP) Operating | Lewis
54684 | Flat Rock Windpower, LLC | Maple Ridge Wind Farm | IPP Non-CHP | NY | 61 | 61 | 61 | Onshore Wind Turbine | WND | WT | 1 | 2006 |  |  | (OP) Operating | Lewis
54684 | Flat Rock Windpower, LLC | Maple Ridge Wind Farm | IPP Non-CHP | NY | 33 | 33 | 33 | Onshore Wind Turbine | WND | WT | 6 | 2006 |  |  | (OP) Operating | Lewis
54684 | Flat Rock Windpower, LLC | Maple Ridge Wind Farm | IPP Non-CHP | NY | 91 | 91 | 91 | Onshore Wind Turbine | WND | WT | 12 | 2006 |  |  | (OP) Operating | Lewis
50158 | Innovative Energy Systems Inc | Modern Innovative Energy LLC | IPP Non-CHP | NY | 1.6 | 1.6 | 1.6 | Landfill Gas | LFG | IC | 2 | 2006 |  |  | (OP) Operating | Niagara
50158 | Innovative Energy Systems Inc | Modern Innovative Energy LLC | IPP Non-CHP | NY | 1.6 | 1.6 | 1.6 | Landfill Gas | LFG | IC | 2 | 2006 |  |  | (OP) Operating | Niagara
50158 | Innovative Energy Systems Inc | Colonie LFGTE Facility | IPP Non-CHP | NY | 1.6 | 1.6 | 1.6 | Landfill Gas | LFG | IC | 2 | 2006 |  |  | (OP) Operating | Albany
50158 | Innovative Energy Systems Inc | Colonie LFGTE Facility | IPP Non-CHP | NY | 1.6 | 1.6 | 1.6 | Landfill Gas | LFG | IC | 2 | 2006 |  |  | (OP) Operating | Albany
50158 | Innovative Energy Systems Inc | Colonie LFGTE Facility | IPP Non-CHP | NY | 1.6 | 1.6 | 1.6 | Landfill Gas | LFG | IC | 2 | 2006 |  |  | (OP) Operating | Albany
50158 | Innovative Energy Systems Inc | Colonie LFGTE Facility | IPP Non-CHP | NY | 1.6 | 1.6 | 1.6 | Landfill Gas | LFG | IC | 6 | 2016 |  |  | (OP) Operating | Albany
54842 | WM Renewable Energy LLC | Chaffee Gas Recovery | IPP Non-CHP | NY | 0.8 | 0.8 | 0.8 | Landfill Gas | LFG | IC | 8 | 2007 |  |  | (OP) Operating | Erie
54842 | WM Renewable Energy LLC | Chaffee Gas Recovery | IPP Non-CHP | NY | 0.8 | 0.8 | 0.8 | Landfill Gas | LFG | IC | 8 | 2007 |  |  | (OP) Operating | Erie
54842 | WM Renewable Energy LLC | Chaffee Gas Recovery | IPP Non-CHP | NY | 0.8 | 0.8 | 0.8 | Landfill Gas | LFG | IC | 8 | 2007 |  |  | (OP) Operating | Erie
54842 | WM Renewable Energy LLC | Chaffee Gas Recovery | IPP Non-CHP | NY | 0.8 | 0.8 | 0.8 | Landfill Gas | LFG | IC | 8 | 2007 |  |  | (OP) Operating | Erie
54842 | WM Renewable Energy LLC | Chaffee Gas Recovery | IPP Non-CHP | NY | 0.8 | 0.8 | 0.8 | Landfill Gas | LFG | IC | 8 | 2007 |  |  | (OP) Operating | Erie
54842 | WM Renewable Energy LLC | Chaffee Gas Recovery | IPP Non-CHP | NY | 0.8 | 0.8 | 0.8 | Landfill Gas | LFG | IC | 8 | 2007 |  |  | (OP) Operating | Erie
54842 | WM Renewable Energy LLC | Chaffee Gas Recovery | IPP Non-CHP | NY | 0.8 | 0.8 | 0.8 | Landfill Gas | LFG | IC | 10 | 2009 |  |  | (OP) Operating | Erie
54842 | WM Renewable Energy LLC | Chaffee Gas Recovery | IPP Non-CHP | NY | 0.8 | 0.8 | 0.8 | Landfill Gas | LFG | IC | 10 | 2009 |  |  | (OP) Operating | Erie
59155 | First Wind O&M, LLC | Steel Winds Wind Farm | IPP Non-CHP | NY | 20 | 20 | 20 | Onshore Wind Turbine | WND | WT | 6 | 2007 |  |  | (OP) Operating | Erie
56215 | E ON Climate Renewables N America LLC | Munnsville Wind Farm LLC | IPP Non-CHP | NY | 34.5 | 34.5 | 34.5 | Onshore Wind Turbine | WND | WT | 10 | 2007 |  |  | (OP) Operating | Madison
55868 | Noble Wind Operations LLC | Noble Clinton Windpark LLC | IPP Non-CHP | NY | 100.5 | 100.5 | 100.5 | Onshore Wind Turbine | WND | WT | 5 | 2008 |  |  | (OP) Operating | Clinton
55868 | Noble Wind Operations LLC | Noble Ellenburg Windpark LLC | IPP Non-CHP | NY | 81 | 81 | 81 | Onshore Wind Turbine | WND | WT | 5 | 2008 |  |  | (OP) Operating | Clinton
55868 | Noble Wind Operations LLC | Noble Bliss Windpark LLC | IPP Non-CHP | NY | 100.5 | 100.5 | 100.5 | Onshore Wind Turbine | WND | WT | 5 | 2008 |  |  | (OP) Operating | Wyoming
59155 | First Wind O&M, LLC | Dutch Hill Wind Project | IPP Non-CHP | NY | 37.5 | 37.5 | 37.5 | Onshore Wind Turbine | WND | WT | 1 | 2009 |  |  | (OP) Operating | Steuben
59155 | First Wind O&M, LLC | Cohocton Wind Project | IPP Non-CHP | NY | 87.5 | 87.5 | 87.5 | Onshore Wind Turbine | WND | WT | 1 | 2009 |  |  | (OP) Operating | Steuben
55941 | Northbrook Lyons Falls LLC | Lyons Falls Hydroelectric | IPP Non-CHP | NY | 1 | 1 | 1 | Conventional Hydroelectric | WAT | HY | 12 | 1923 |  |  | (OP) Operating | Lewis
55941 | Northbrook Lyons Falls LLC | Lyons Falls Hydroelectric | IPP Non-CHP | NY | 1.2 | 1.2 | 1.2 | Conventional Hydroelectric | WAT | HY | 4 | 1963 |  |  | (OP) Operating | Lewis
55941 | Northbrook Lyons Falls LLC | Lyons Falls Hydroelectric | IPP Non-CHP | NY | 1.2 | 1.2 | 1.2 | Conventional Hydroelectric | WAT | HY | 5 | 1966 |  |  | (OP) Operating | Lewis
55941 | Northbrook Lyons Falls LLC | Lyons Falls Hydroelectric | IPP Non-CHP | NY | 1.2 | 1.2 | 1.2 | Conventional Hydroelectric | WAT | HY | 3 | 1974 |  |  | (OP) Operating | Lewis
55941 | Northbrook Lyons Falls LLC | Lyons Falls Hydroelectric | IPP Non-CHP | NY | 0.9 | 0.9 | 0.9 | Conventional Hydroelectric | WAT | HY | 4 | 1971 |  |  | (OP) Operating | Lewis
55941 | Northbrook Lyons Falls LLC | Gouldtown | IPP Non-CHP | NY | 2 | 2 | 2 | Conventional Hydroelectric | WAT | HY | 8 | 1953 |  |  | (OP) Operating | Lewis
55941 | Northbrook Lyons Falls LLC | Kosterville | IPP Non-CHP | NY | 0.5 | 0.5 | 0.5 | Conventional Hydroelectric | WAT | HY | 5 | 1955 |  |  | (OP) Operating | Lewis
55941 | Northbrook Lyons Falls LLC | Kosterville | IPP Non-CHP | NY | 0.5 | 0.5 | 0.5 | Conventional Hydroelectric | WAT | HY | 10 | 1958 |  |  | (OP) Operating | Lewis
56072 | Marble River, LLC | Marble River Wind Farm | IPP Non-CHP | NY | 215 | 215 | 215 | Onshore Wind Turbine | WND | WT | 11 | 2012 |  |  | (OP) Operating | Clinton
55868 | Noble Wind Operations LLC | Noble Altona Windpark LLC | IPP Non-CHP | NY | 97.5 | 97.5 | 97.5 | Onshore Wind Turbine | WND | WT | 4 | 2009 |  |  | (OP) Operating | Clinton
55868 | Noble Wind Operations LLC | Noble Wethersfield Windpark LLC | IPP Non-CHP | NY | 126 | 126 | 126 | Onshore Wind Turbine | WND | WT | 4 | 2009 |  |  | (OP) Operating | Wyoming
55868 | Noble Wind Operations LLC | Noble Chateaugay Windpark LLC | IPP Non-CHP | NY | 106.5 | 106.5 | 106.5 | Onshore Wind Turbine | WND | WT | 4 | 2009 |  |  | (OP) Operating | Franklin
5914 | Erie Boulevard Hydropower LP | Brookfield Power Glen Falls Hydro | Industrial Non-CHP | NY | 2.4 | 2.3 | 2.4 | Conventional Hydroelectric | WAT | HY | 1 | 1944 |  |  | (OP) Operating | Warren
5914 | Erie Boulevard Hydropower LP | Brookfield Power Glen Falls Hydro | Industrial Non-CHP | NY | 2 | 1.9 | 2 | Conventional Hydroelectric | WAT | HY | 1 | 1957 |  |  | (OP) Operating | Warren
5914 | Erie Boulevard Hydropower LP | Brookfield Power Glen Falls Hydro | Industrial Non-CHP | NY | 2.2 | 2.1 | 2.2 | Conventional Hydroelectric | WAT | HY | 1 | 1980 |  |  | (OP) Operating | Warren
5914 | Erie Boulevard Hydropower LP | Brookfield Power Glen Falls Hydro | Industrial Non-CHP | NY | 2.4 | 2.3 | 2.4 | Conventional Hydroelectric | WAT | HY | 1 | 1980 |  |  | (OP) Operating | Warren
5914 | Erie Boulevard Hydropower LP | Brookfield Power Glen Falls Hydro | Industrial Non-CHP | NY | 2.8 | 2.7 | 2.8 | Conventional Hydroelectric | WAT | HY | 1 | 1965 |  |  | (OP) Operating | Warren
49893 | Invenergy Services LLC | High Sheldon Wind Farm | IPP Non-CHP | NY | 112 | 112 | 112 | Onshore Wind Turbine | WND | WT | 2 | 2009 |  |  | (OP) Operating | Wyoming
50158 | Innovative Energy Systems Inc | DANC LFGTE Facility | IPP Non-CHP | NY | 1.6 | 1.6 | 1.6 | Landfill Gas | LFG | IC | 10 | 2008 |  |  | (OP) Operating | Jefferson
50158 | Innovative Energy Systems Inc | DANC LFGTE Facility | IPP Non-CHP | NY | 1.6 | 1.6 | 1.6 | Landfill Gas | LFG | IC | 10 | 2008 |  |  | (OP) Operating | Jefferson
50158 | Innovative Energy Systems Inc | DANC LFGTE Facility | IPP Non-CHP | NY | 1.6 | 1.6 | 1.6 | Landfill Gas | LFG | IC | 10 | 2008 |  |  | (OP) Operating | Jefferson
50158 | Innovative Energy Systems Inc | DANC LFGTE Facility | IPP Non-CHP | NY | 1.6 | 1.6 | 1.6 | Landfill Gas | LFG | IC | 4 | 2012 |  |  | (OP) Operating | Jefferson
56983 | Gibson County Generation LLC | Clinton LFGTE Facility | IPP Non-CHP | NY | 1.6 | 1.6 | 1.6 | Landfill Gas | LFG | IC | 10 | 2008 |  |  | (OP) Operating | Clinton
56983 | Gibson County Generation LLC | Clinton LFGTE Facility | IPP Non-CHP | NY | 1.6 | 1.6 | 1.6 | Landfill Gas | LFG | IC | 10 | 2008 |  |  | (OP) Operating | Clinton
56983 | Gibson County Generation LLC | Clinton LFGTE Facility | IPP Non-CHP | NY | 1.6 | 1.6 | 1.6 | Landfill Gas | LFG | IC | 10 | 2008 |  |  | (OP) Operating | Clinton
56983 | Gibson County Generation LLC | Clinton LFGTE Facility | IPP Non-CHP | NY | 1.6 | 1.6 | 1.6 | Landfill Gas | LFG | IC | 8 | 2009 |  |  | (OP) Operating | Clinton
50158 | Innovative Energy Systems Inc | Hyland LFGTE Facility | IPP Non-CHP | NY | 1.6 | 1.6 | 1.6 | Landfill Gas | LFG | IC | 8 | 2008 |  |  | (OP) Operating | Allegany
50158 | Innovative Energy Systems Inc | Hyland LFGTE Facility | IPP Non-CHP | NY | 1.6 | 1.6 | 1.6 | Landfill Gas | LFG | IC | 8 | 2008 |  |  | (OP) Operating | Allegany
50158 | Innovative Energy Systems Inc | Hyland LFGTE Facility | IPP Non-CHP | NY | 1.6 | 1.6 | 1.6 | Landfill Gas | LFG | IC | 8 | 2008 |  |  | (OP) Operating | Allegany
50158 | Innovative Energy Systems Inc | Fulton LFGTE Facility | IPP Non-CHP | NY | 1.6 | 1.6 | 1.6 | Landfill Gas | LFG | IC | 6 | 2010 |  |  | (OP) Operating | Fulton
50158 | Innovative Energy Systems Inc | Fulton LFGTE Facility | IPP Non-CHP | NY | 1.6 | 1.6 | 1.6 | Landfill Gas | LFG | IC | 6 | 2010 |  |  | (OP) Operating | Fulton
54842 | WM Renewable Energy LLC | Waste Management Madison County LFGTE | IPP Non-CHP | NY | 1.6 | 1.6 | 1.6 | Landfill Gas | LFG | IC | 6 | 2009 |  |  | (OP) Operating | Madison
59155 | First Wind O&M, LLC | Steel Winds II | IPP Non-CHP | NY | 15 | 15 | 15 | Onshore Wind Turbine | WND | WT | 1 | 2012 |  |  | (OP) Operating | Erie
50158 | Innovative Energy Systems Inc | Chautauqua LFGTE Facility | IPP Non-CHP | NY | 1.6 | 1.6 | 1.6 | Landfill Gas | LFG | IC | 2 | 2010 |  |  | (OP) Operating | Chautauqua
50158 | Innovative Energy Systems Inc | Chautauqua LFGTE Facility | IPP Non-CHP | NY | 1.6 | 1.6 | 1.6 | Landfill Gas | LFG | IC | 2 | 2010 |  |  | (OP) Operating | Chautauqua
50158 | Innovative Energy Systems Inc | Chautauqua LFGTE Facility | IPP Non-CHP | NY | 1.6 | 1.6 | 1.6 | Landfill Gas | LFG | IC | 2 | 2010 |  |  | (OP) Operating | Chautauqua
50158 | Innovative Energy Systems Inc | Chautauqua LFGTE Facility | IPP Non-CHP | NY | 1.6 | 1.6 | 1.6 | Landfill Gas | LFG | IC | 2 | 2010 |  |  | (OP) Operating | Chautauqua
50158 | Innovative Energy Systems Inc | Chautauqua LFGTE Facility | IPP Non-CHP | NY | 1.6 | 1.6 | 1.6 | Landfill Gas | LFG | IC | 7 | 2011 |  |  | (OP) Operating | Chautauqua
50158 | Innovative Energy Systems Inc | Chautauqua LFGTE Facility | IPP Non-CHP | NY | 1.6 | 1.6 | 1.6 | Landfill Gas | LFG | IC | 7 | 2011 |  |  | (OP) Operating | Chautauqua
15399 | Avangrid Renewables LLC | Hardscrabble Wind Power LLC | IPP Non-CHP | NY | 74 | 74 | 74 | Onshore Wind Turbine | WND | WT | 1 | 2011 |  |  | (OP) Operating | Herkimer
54842 | WM Renewable Energy LLC | Oneida Herkimer | IPP Non-CHP | NY | 1.6 | 1.6 | 1.6 | Landfill Gas | LFG | IC | 4 | 2012 |  |  | (OP) Operating | Oneida
54842 | WM Renewable Energy LLC | Oneida Herkimer | IPP Non-CHP | NY | 1.6 | 1.6 | 1.6 | Landfill Gas | LFG | IC | 5 | 2013 |  |  | (OP) Operating | Oneida
56924 | Long Island Solar Farm LLC | Long Island Solar Farm LLC | IPP Non-CHP | NY | 31.5 | 31.5 | 31.5 | Solar Photovoltaic | SUN | PV | 12 | 2011 |  |  | (OP) Operating | Suffolk
4180 | Connecticut Mun Elec Engy Coop | Fishers Island 1 | Electric Utility | NY | 2.6 | 2.5 | 2.5 | Petroleum Liquids | DFO | IC | 12 | 2010 |  |  | (OP) Operating | Suffolk
56977 | Zotos International | Zotos International WPGF | Industrial Non-CHP | NY | 1.7 | 1.7 | 1.7 | Onshore Wind Turbine | WND | WT | 1 | 2012 |  |  | (OP) Operating | Ontario
56977 | Zotos International | Zotos International WPGF | Industrial Non-CHP | NY | 1.7 | 1.7 | 1.7 | Onshore Wind Turbine | WND | WT | 1 | 2012 |  |  | (OP) Operating | Ontario
56991 | Astoria Energy II LLC | Astoria Energy II | IPP Non-CHP | NY | 200 | 156 | 188 | Natural Gas Fired Combined Cycle | NG | CT | 7 | 2011 |  |  | (OP) Operating | Queens
56991 | Astoria Energy II LLC | Astoria Energy II | IPP Non-CHP | NY | 200 | 156 | 188 | Natural Gas Fired Combined Cycle | NG | CT | 7 | 2011 |  |  | (OP) Operating | Queens
56991 | Astoria Energy II LLC | Astoria Energy II | IPP Non-CHP | NY | 250 | 228 | 236 | Natural Gas Fired Combined Cycle | NG | CA | 7 | 2011 |  |  | (OP) Operating | Queens
57031 | Beacon Power LLC | Stephentown Spindle | IPP Non-CHP | NY | 20 | 20 | 20 | Flywheels | MWH | FW | 1 | 2011 |  |  | (OP) Operating | Rensselaer
57106 | Peak Power 1, LLC | Peak Power 1 Cogen | Commercial CHP | NY | 2.1 | 2 | 2 | Natural Gas Internal Combustion Engine | NG | IC | 7 | 2010 |  |  | (OP) Operating | New York
57106 | Peak Power 1, LLC | Peak Power 1 Cogen | Commercial CHP | NY | 2.1 | 2 | 2 | Natural Gas Internal Combustion Engine | NG | IC | 7 | 2010 |  |  | (OP) Operating | New York
57106 | Peak Power 1, LLC | Peak Power 1 Cogen | Commercial CHP | NY | 2.1 | 2 | 2 | Natural Gas Internal Combustion Engine | NG | IC | 7 | 2010 |  |  | (OP) Operating | New York
57120 | OBP Cogen LLC | OBP Cogen | Commercial CHP | NY | 4.6 | 4.6 | 4.6 | Natural Gas Fired Combustion Turbine | NG | GT | 6 | 2010 |  |  | (OP) Operating | New York
58672 | Everpower Wind Holdings Inc | Howard Wind Farm | IPP Non-CHP | NY | 55.4 | 51.3 | 51.3 | Onshore Wind Turbine | WND | WT | 12 | 2011 |  |  | (OP) Operating | Steuben
58672 | Everpower Wind Holdings Inc | Howard Wind Farm | IPP Non-CHP | NY | 4.1 | 4.1 | 4.1 | Onshore Wind Turbine | WND | WT | 12 | 2012 |  |  | (OP) Operating | Steuben
49893 | Invenergy Services LLC | Stony Creek Wind Farm NY | IPP Non-CHP | NY | 94.4 | 94.4 | 94.4 | Onshore Wind Turbine | WND | WT | 11 | 2013 |  |  | (OP) Operating | Wyoming
58110 | SUNY Old Westbury College | SUNY Old Westbury College | Commercial Non-CHP | NY | 1.8 | 1.8 | 1.8 | Natural Gas Internal Combustion Engine | NG | IC | 10 | 2007 |  |  | (OP) Operating | Nassau
58107 | University of Rochester | University of Rochester | Commercial CHP | NY | 18.2 | 17 | 17 | Natural Gas Steam Turbine | NG | ST | 10 | 2005 |  |  | (OP) Operating | Monroe
58107 | University of Rochester | University of Rochester | Commercial CHP | NY | 7.2 | 7.2 | 7.2 | Natural Gas Steam Turbine | NG | ST | 10 | 2005 |  |  | (OP) Operating | Monroe
58136 | William Floyd School District | William Floyd School District | Commercial CHP | NY | 1.3 | 1.3 | 1.3 | Natural Gas Internal Combustion Engine | NG | IC | 2 | 2004 |  |  | (OP) Operating | Suffolk
58136 | William Floyd School District | William Floyd School District | Commercial CHP | NY | 1.3 | 1.3 | 1.3 | Natural Gas Internal Combustion Engine | NG | IC | 2 | 2004 |  |  | (OP) Operating | Suffolk
58154 | Hudson Valley Community College | HVCC Cogen Plant | Commercial CHP | NY | 0.9 | 0.8 | 0.9 | Natural Gas Internal Combustion Engine | NG | IC | 4 | 2004 |  |  | (OP) Operating | Rensselaer
58154 | Hudson Valley Community College | HVCC Cogen Plant | Commercial CHP | NY | 0.9 | 0.8 | 0.9 | Natural Gas Internal Combustion Engine | NG | IC | 4 | 2004 |  |  | (OP) Operating | Rensselaer
58154 | Hudson Valley Community College | HVCC Cogen Plant | Commercial CHP | NY | 1.4 | 1.3 | 1.4 | Natural Gas Internal Combustion Engine | NG | IC | 4 | 2004 |  |  | (OP) Operating | Rensselaer
58154 | Hudson Valley Community College | HVCC Cogen Plant | Commercial CHP | NY | 1.4 | 1.2 | 1.4 | Natural Gas Internal Combustion Engine | NG | IC | 4 | 2004 |  |  | (OP) Operating | Rensselaer
58154 | Hudson Valley Community College | HVCC Cogen Plant | Commercial CHP | NY | 1.4 | 1.3 | 1.4 | Natural Gas Internal Combustion Engine | NG | IC | 8 | 2005 |  |  | (OP) Operating | Rensselaer
58174 | Monroe Newpower Corporation | Monroe Community College Plant | Commercial CHP | NY | 1.6 | 1.6 | 1.6 | Natural Gas Internal Combustion Engine | NG | IC | 8 | 2004 |  |  | (OP) Operating | Monroe
58174 | Monroe Newpower Corporation | Monroe Community College Plant | Commercial CHP | NY | 1.6 | 1.6 | 1.6 | Natural Gas Internal Combustion Engine | NG | IC | 8 | 2004 |  |  | (OP) Operating | Monroe
58174 | Monroe Newpower Corporation | Monroe Community College Plant | Commercial CHP | NY | 1.6 | 1.6 | 1.6 | Natural Gas Internal Combustion Engine | NG | IC | 8 | 2004 |  |  | (OP) Operating | Monroe
58174 | Monroe Newpower Corporation | Monroe Community College Plant | Commercial CHP | NY | 1.6 | 1.6 | 1.6 | Natural Gas Internal Combustion Engine | NG | IC | 8 | 2004 |  |  | (OP) Operating | Monroe
50158 | Innovative Energy Systems Inc | SREC Bath LFGTE | IPP Non-CHP | NY | 1.6 | 1.6 | 1.6 | Landfill Gas | LFG | IC | 11 | 2010 |  |  | (OP) Operating | Steuben
50158 | Innovative Energy Systems Inc | SREC Bath LFGTE | IPP Non-CHP | NY | 1.6 | 1.6 | 1.6 | Landfill Gas | LFG | IC | 11 | 2010 |  |  | (OP) Operating | Steuben
58383 | CH4 Biogas LLC | Synergy Biogas | Commercial Non-CHP | NY | 1.4 | 1.2 | 1.2 | Other Waste Biomass | OBG | IC | 12 | 2011 |  |  | (OP) Operating | Wyoming
58487 | Montefiore Medical Center Moses Division | Montefieor Medical Center Moses Division | Commercial CHP | NY | 5.3 | 4.8 | 4.8 | Natural Gas Fired Combustion Turbine | NG | GT | 1 | 2002 |  |  | (OP) Operating | Bronx
58487 | Montefiore Medical Center Moses Division | Montefieor Medical Center Moses Division | Commercial CHP | NY | 1.6 | 1.2 | 1.2 | Natural Gas Internal Combustion Engine | NG | IC | 1 | 1994 |  |  | (OP) Operating | Bronx
58487 | Montefiore Medical Center Moses Division | Montefieor Medical Center Moses Division | Commercial CHP | NY | 1.6 | 1.2 | 1.2 | Natural Gas Internal Combustion Engine | NG | IC | 1 | 1994 |  |  | (OP) Operating | Bronx
58487 | Montefiore Medical Center Moses Division | Montefieor Medical Center Moses Division | Commercial CHP | NY | 1.6 | 1.2 | 1.2 | Natural Gas Internal Combustion Engine | NG | IC | 1 | 1994 |  |  | (OP) Operating | Bronx
58491 | Constellation Solar Holding, LLC | Owens Corning at Bethlehem | IPP Non-CHP | NY | 2 | 2 | 2 | Solar Photovoltaic | SUN | PV | 10 | 2013 |  |  | (OP) Operating | Albany
57365 | Consolidated Edison Solutions Inc | Port Richmond WWT Solar | IPP Non-CHP | NY | 1 | 1 | 1 | Solar Photovoltaic | SUN | PV | 7 | 2015 |  |  | (OP) Operating | Richmond
5914 | Erie Boulevard Hydropower LP | Oswegatchie | IPP Non-CHP | NY | 0.9 | 0.8 | 0.8 | Conventional Hydroelectric | WAT | HY | 8 | 2002 |  |  | (OP) Operating | St Lawrence
5914 | Erie Boulevard Hydropower LP | Oswegatchie | IPP Non-CHP | NY | 0.9 | 0.8 | 0.8 | Conventional Hydroelectric | WAT | HY | 8 | 2002 |  |  | (OP) Operating | St Lawrence
5914 | Erie Boulevard Hydropower LP | Upper Newton Falls | IPP Non-CHP | NY | 0.6 | 0.6 | 0.5 | Conventional Hydroelectric | WAT | HY | 1 | 1927 |  |  | (OP) Operating | St Lawrence
5914 | Erie Boulevard Hydropower LP | Upper Newton Falls | IPP Non-CHP | NY | 0.6 | 0.6 | 0.5 | Conventional Hydroelectric | WAT | HY | 1 | 1927 |  |  | (OP) Operating | St Lawrence
5914 | Erie Boulevard Hydropower LP | Upper Newton Falls | IPP Non-CHP | NY | 0.3 | 0.2 | 0.2 | Conventional Hydroelectric | WAT | HY | 1 | 1927 |  |  | (OP) Operating | St Lawrence
49893 | Invenergy Services LLC | Marsh Hill Wind Farm | IPP Non-CHP | NY | 16.2 | 16.2 | 16.2 | Onshore Wind Turbine | WND | WT | 11 | 2014 |  |  | (OP) Operating | Steuben
58677 | CD US Solar MT1 LLC | Brentwood Solar | IPP Non-CHP | NY | 1 | 1 | 1 | Solar Photovoltaic | SUN | PV | 11 | 2011 |  |  | (OP) Operating | Suffolk
58677 | CD US Solar MT1 LLC | Deer Park | IPP Non-CHP | NY | 2.5 | 2.5 | 2.5 | Solar Photovoltaic | SUN | PV | 12 | 2012 |  |  | (OP) Operating | Suffolk
58677 | CD US Solar MT1 LLC | Dennison | IPP Non-CHP | NY | 2 | 2 | 2 | Solar Photovoltaic | SUN | PV | 4 | 2011 |  |  | (OP) Operating | Suffolk
58677 | CD US Solar MT1 LLC | North County | IPP Non-CHP | NY | 1 | 1 | 1 | Solar Photovoltaic | SUN | PV | 4 | 2011 |  |  | (OP) Operating | Suffolk
58677 | CD US Solar MT1 LLC | Riverhead | IPP Non-CHP | NY | 1.5 | 1.5 | 1.5 | Solar Photovoltaic | SUN | PV | 4 | 2011 |  |  | (OP) Operating | Suffolk
58677 | CD US Solar MT1 LLC | Cohalan | IPP Non-CHP | NY | 2.5 | 2.5 | 2.5 | Solar Photovoltaic | SUN | PV | 9 | 2012 |  |  | (OP) Operating | Suffolk
58677 | CD US Solar MT1 LLC | Cohalan | IPP Non-CHP | NY | 1.5 | 1.5 | 1.5 | Solar Photovoltaic | SUN | PV | 12 | 2012 |  |  | (OP) Operating | Suffolk
58697 | UTS Project Company HNY-1 LLC | Hilton NY Co Gen Plant | IPP CHP | NY | 1.8 | 1.8 | 1.8 | Natural Gas Internal Combustion Engine | NG | IC | 2 | 2013 |  |  | (OP) Operating | New York
58756 | Albany Engineering Corporation | Stuyvesant Falls | IPP Non-CHP | NY | 3 | 2 | 3 | Conventional Hydroelectric | WAT | HY | 12 | 2012 |  |  | (OP) Operating | Columbia
58756 | Albany Engineering Corporation | Stuyvesant Falls | IPP Non-CHP | NY | 3 | 2 | 3 | Conventional Hydroelectric | WAT | HY | 12 | 2012 |  |  | (OP) Operating | Columbia
58661 | Sustainable Power Group, LLC | Sutter Greeworks LLC | IPP Non-CHP | NY | 5 | 5 | 5 | Solar Photovoltaic | SUN | PV | 10 | 2015 |  |  | (OP) Operating | Suffolk
58661 | Sustainable Power Group, LLC | Sterlington Greenworks LLC | IPP Non-CHP | NY | 1.3 | 1.3 | 1.3 | Solar Photovoltaic | SUN | PV | 10 | 2015 |  |  | (OP) Operating | Suffolk
58661 | Sustainable Power Group, LLC | Leavenworth Greenworks LLC | IPP Non-CHP | NY | 9.5 | 9.5 | 9.5 | Solar Photovoltaic | SUN | PV | 6 | 2016 |  |  | (OP) Operating | Suffolk
59219 | Albany Medical Center | Albany Medical Ctr Cogen Plant | Commercial CHP | NY | 4.6 | 3.5 | 5.3 | Natural Gas Fired Combustion Turbine | NG | GT | 3 | 2013 |  |  | (OP) Operating | Albany
59237 | Ulysses Solar, LLC | Cornell Snyder Road Solar Array | IPP Non-CHP | NY | 1.8 | 1.8 | 1.4 | Solar Photovoltaic | SUN | PV | 11 | 2014 |  |  | (OP) Operating | Tompkins
59356 | SSA Solar of NY LLC | Town of Williamson Landfill PV | Commercial Non-CHP | NY | 1.2 | 1.2 | 1.2 | Solar Photovoltaic | SUN | PV | 12 | 2014 |  |  | (OP) Operating | Wayne
59360 | Clarkson Solar LLC | Clarkson Solar | IPP Non-CHP | NY | 2 | 2 | 2 | Solar Photovoltaic | SUN | PV | 11 | 2014 |  |  | (OP) Operating | St Lawrence
59362 | Jericho Rise Wind Farm LLC | Jericho Rise Wind Farm LLC | IPP Non-CHP | NY | 77.7 | 77.7 | 77.7 | Onshore Wind Turbine | WND | WT | 12 | 2016 |  |  | (OP) Operating | Franklin
59474 | BQ Energy LLC | Steel Sun | IPP Non-CHP | NY | 2 | 2 | 1.7 | Solar Photovoltaic | SUN | PV | 12 | 2016 |  |  | (OP) Operating | Erie
60947 | Tesla Inc. | Millbrook School | IPP Non-CHP | NY | 1.4 | 1.4 | 1.4 | Solar Photovoltaic | SUN | PV | 3 | 2015 |  |  | (OP) Operating | Dutchess
59597 | Broome Energy Resources, LLC | Nanticoke LFG | IPP Non-CHP | NY | 4 | 4 | 4 | Landfill Gas | LFG | IC | 3 | 2006 |  |  | (OP) Operating | Broome
60790 | Clarkstown Solar LLC | Clarkstown Landfill Solar Facility | IPP Non-CHP | NY | 1 | 1 | 1 | Solar Photovoltaic | SUN | PV | 12 | 2014 |  |  | (OP) Operating | Rockland
60790 | Clarkstown Solar LLC | Clarkstown Landfill Solar Facility | IPP Non-CHP | NY | 1 | 1 | 1 | Solar Photovoltaic | SUN | PV | 12 | 2014 |  |  | (OP) Operating | Rockland
60947 | Tesla Inc. | Onondaga County - Metro Water Board | IPP Non-CHP | NY | 1 | 1 | 1 | Solar Photovoltaic | SUN | PV | 2 | 2016 |  |  | (OP) Operating | Onondaga
60947 | Tesla Inc. | Onondaga County - Oak Orchard WWTP | IPP Non-CHP | NY | 2 | 2 | 2 | Solar Photovoltaic | SUN | PV | 11 | 2017 |  |  | (OP) Operating | Onondaga
60947 | Tesla Inc. | Oneida County- DPW | IPP Non-CHP | NY | 1.5 | 1.5 | 1.5 | Solar Photovoltaic | SUN | PV | 10 | 2017 |  |  | (OP) Operating | Oneida
60947 | Tesla Inc. | Town of Halfmoon | IPP Non-CHP | NY | 1 | 1 | 1 | Solar Photovoltaic | SUN | PV | 6 | 2017 |  |  | (OP) Operating | Saratoga
59942 | Argos Solar LLC | Cornell Geneva Solar Farm | IPP Non-CHP | NY | 2 | 2 | 2 | Solar Photovoltaic | SUN | PV | 12 | 2015 |  |  | (OP) Operating | Ontario
60947 | Tesla Inc. | Orange County Solar Farm (NY) | IPP Non-CHP | NY | 1.5 | 1.5 | 1.5 | Solar Photovoltaic | SUN | PV | 5 | 2017 |  |  | (OP) Operating | Orange
60947 | Tesla Inc. | Onondaga County- Jamesville | IPP Non-CHP | NY | 2 | 2 | 2 | Solar Photovoltaic | SUN | PV | 3 | 2018 |  |  | (OP) Operating | Onondaga
60163 | Soltage LLC | Vulcraft Solar | IPP Non-CHP | NY | 1.6 | 1.6 | 1.6 | Solar Photovoltaic | SUN | PV | 11 | 2013 |  |  | (OP) Operating | Chemung
57081 | WGL Energy Systems, Inc | Skidmore College | IPP Non-CHP | NY | 2 | 2 | 2 | Solar Photovoltaic | SUN | PV | 7 | 2014 |  |  | (OP) Operating | Saratoga
60231 | SEC LHNY Solar One, LLC | Tompkins Cortland Community College | IPP Non-CHP | NY | 2 | 2 | 2 | Solar Photovoltaic | SUN | PV | 5 | 2015 |  |  | (OP) Operating | Tompkins
57081 | WGL Energy Systems, Inc | Calverton | IPP Non-CHP | NY | 3.9 | 3.9 | 3.9 | Solar Photovoltaic | SUN | PV | 10 | 2015 |  |  | (OP) Operating | Suffolk
57081 | WGL Energy Systems, Inc | Cummins, Inc | IPP Non-CHP | NY | 2 | 2 | 2 | Solar Photovoltaic | SUN | PV | 6 | 2015 |  |  | (OP) Operating | Chautauqua
57081 | WGL Energy Systems, Inc | Houghton | IPP Non-CHP | NY | 2.6 | 2.6 | 2.6 | Solar Photovoltaic | SUN | PV | 4 | 2015 |  |  | (OP) Operating | Allegany
60239 | Oneida DG Solar, LLC | Oneida - South | IPP Non-CHP | NY | 1.9 | 1.9 | 1.9 | Solar Photovoltaic | SUN | PV | 12 | 2015 |  |  | (OP) Operating | Oneida
60239 | Oneida DG Solar, LLC | Oneida - West | IPP Non-CHP | NY | 1.9 | 1.9 | 1.9 | Solar Photovoltaic | SUN | PV | 12 | 2015 |  |  | (OP) Operating | Oneida
60947 | Tesla Inc. | Onondaga County- Clearwater | IPP Non-CHP | NY | 2 | 2 | 2 | Solar Photovoltaic | SUN | PV | 7 | 2017 |  |  | (OP) Operating | Oswego
60947 | Tesla Inc. | Greene County Meter #1 | IPP Non-CHP | NY | 1.6 | 1.6 | 1.6 | Solar Photovoltaic | SUN | PV | 2 | 2018 |  |  | (OP) Operating | Greene
60250 | DG Bethlehem Solar, LLC | Bethlehem - East | IPP Non-CHP | NY | 1.7 | 1.7 | 1.7 | Solar Photovoltaic | SUN | PV | 3 | 2016 |  |  | (OP) Operating | Albany
60250 | DG Bethlehem Solar, LLC | Bethlehem - West | IPP Non-CHP | NY | 1 | 1 | 1 | Solar Photovoltaic | SUN | PV | 3 | 2016 |  |  | (OP) Operating | Albany
60401 | Tannery Road Solar, LLC | Tannery Road Landfill | Commercial Non-CHP | NY | 2 | 2 | 2 | Solar Photovoltaic | SUN | PV | 8 | 2016 |  |  | (OP) Operating | Oneida
60947 | Tesla Inc. | Sullivan County - Adult Care Solar | IPP Non-CHP | NY | 2 | 2 | 2 | Solar Photovoltaic | SUN | PV | 5 | 2017 |  |  | (OP) Operating | Sullivan
61060 | Cypress Creek Renewables | Jefferson-Lewis BOCES Solar | IPP Non-CHP | NY | 2 | 2 | 2 | Solar Photovoltaic | SUN | PV | 12 | 2017 |  |  | (OP) Operating | Jefferson
60584 | Onyx Asset Services Group | Onyx - Lamphear Road | IPP Non-CHP | NY | 2 | 2 | 2 | Solar Photovoltaic | SUN | PV | 10 | 2016 |  |  | (OP) Operating | Oneida
60643 | Artemis Solar LLC | Musgrave East Solar Farm | IPP Non-CHP | NY | 2 | 2 | 2 | Solar Photovoltaic | SUN | PV | 12 | 2016 |  |  | (OP) Operating | Cayuga
54842 | WM Renewable Energy LLC | Mill Seat Renewable Energy Facility | IPP Non-CHP | NY | 0.8 | 0.8 | 0.8 | Landfill Gas | LFG | IC | 7 | 2007 |  |  | (OP) Operating | Genesee
54842 | WM Renewable Energy LLC | Mill Seat Renewable Energy Facility | IPP Non-CHP | NY | 0.8 | 0.8 | 0.8 | Landfill Gas | LFG | IC | 7 | 2007 |  |  | (OP) Operating | Genesee
54842 | WM Renewable Energy LLC | Mill Seat Renewable Energy Facility | IPP Non-CHP | NY | 0.8 | 0.8 | 0.8 | Landfill Gas | LFG | IC | 7 | 2007 |  |  | (OP) Operating | Genesee
54842 | WM Renewable Energy LLC | Mill Seat Renewable Energy Facility | IPP Non-CHP | NY | 0.8 | 0.8 | 0.8 | Landfill Gas | LFG | IC | 7 | 2007 |  |  | (OP) Operating | Genesee
54842 | WM Renewable Energy LLC | Mill Seat Renewable Energy Facility | IPP Non-CHP | NY | 0.8 | 0.8 | 0.8 | Landfill Gas | LFG | IC | 7 | 2007 |  |  | (OP) Operating | Genesee
54842 | WM Renewable Energy LLC | Mill Seat Renewable Energy Facility | IPP Non-CHP | NY | 0.8 | 0.8 | 0.8 | Landfill Gas | LFG | IC | 7 | 2007 |  |  | (OP) Operating | Genesee
54842 | WM Renewable Energy LLC | Mill Seat Renewable Energy Facility | IPP Non-CHP | NY | 0.8 | 0.8 | 0.8 | Landfill Gas | LFG | IC | 7 | 2007 |  |  | (OP) Operating | Genesee
54842 | WM Renewable Energy LLC | Mill Seat Renewable Energy Facility | IPP Non-CHP | NY | 0.8 | 0.8 | 0.8 | Landfill Gas | LFG | IC | 7 | 2007 |  |  | (OP) Operating | Genesee
60643 | Artemis Solar LLC | Musgrave West Solar Farm | IPP Non-CHP | NY | 2 | 2 | 2 | Solar Photovoltaic | SUN | PV | 12 | 2016 |  |  | (OP) Operating | Cayuga
60669 | Laertes Solar LLC | Harford Solar Farm | IPP Non-CHP | NY | 2 | 2 | 2 | Solar Photovoltaic | SUN | PV | 12 | 2016 |  |  | (OP) Operating | Tompkins
60571 | AEP Onsite Partners | Canandaigua Westbrook Solar Array | IPP Non-CHP | NY | 2 | 1.6 | 1.6 | Solar Photovoltaic | SUN | PV | 3 | 2017 |  |  | (OP) Operating | Ontario
60571 | AEP Onsite Partners | Canandaigua Solar Array | IPP Non-CHP | NY | 2 | 2 | 2 | Solar Photovoltaic | SUN | PV | 12 | 2016 |  |  | (OP) Operating | Ontario
58756 | Albany Engineering Corporation | Green Island Hydroelectric Station | IPP Non-CHP | NY | 1.5 | 1.5 | 1.5 | Conventional Hydroelectric | WAT | HY | 11 | 1922 |  |  | (OP) Operating | Albany
58756 | Albany Engineering Corporation | Green Island Hydroelectric Station | IPP Non-CHP | NY | 1.5 | 1.5 | 1.5 | Conventional Hydroelectric | WAT | HY | 11 | 1922 |  |  | (OP) Operating | Albany
58756 | Albany Engineering Corporation | Green Island Hydroelectric Station | IPP Non-CHP | NY | 1.5 | 1.5 | 1.5 | Conventional Hydroelectric | WAT | HY | 11 | 1922 |  |  | (OP) Operating | Albany
58756 | Albany Engineering Corporation | Green Island Hydroelectric Station | IPP Non-CHP | NY | 1.5 | 1.5 | 1.5 | Conventional Hydroelectric | WAT | HY | 11 | 1922 |  |  | (OP) Operating | Albany
60833 | Finger Lakes Solar I, LLC | Finger Lakes Solar I | IPP Non-CHP | NY | 2 | 1.9 | 0.5 | Solar Photovoltaic | SUN | PV | 11 | 2016 |  |  | (OP) Operating | Ontario
60883 | NY - PRESBYTERIAN HOSPITAL-525 E 68TH ST | NY - Presbyt. Hospital - 525 E 68TH St | Commercial CHP | NY | 7.7 | 7.7 | 7.7 | Natural Gas Fired Combustion Turbine | NG | GT | 5 | 2009 |  |  | (OP) Operating | New York
61012 | AES Distributed Energy | Cedar Creek PV | IPP Non-CHP | NY | 1.8 | 1.8 | 1.8 | Solar Photovoltaic | SUN | PV | 6 | 2017 |  |  | (OP) Operating | Nassau
60571 | AEP Onsite Partners | Letchworth Solar Project | IPP Non-CHP | NY | 1.2 | 1.2 | 1.2 | Solar Photovoltaic | SUN | PV | 6 | 2017 |  |  | (OP) Operating | Wyoming
61050 | The NY Times Production Facility | NY Times Daily Production Facility | Industrial Non-CHP | NY | 2 | 2 | 2 | Petroleum Liquids | DFO | IC | 9 | 2005 |  |  | (OP) Operating | Queens
61050 | The NY Times Production Facility | NY Times Daily Production Facility | Industrial Non-CHP | NY | 2 | 2 | 2 | Petroleum Liquids | DFO | IC | 9 | 2005 |  |  | (OP) Operating | Queens
61050 | The NY Times Production Facility | NY Times Daily Production Facility | Industrial Non-CHP | NY | 2 | 2 | 2 | Petroleum Liquids | DFO | IC | 9 | 2005 |  |  | (OP) Operating | Queens
61050 | The NY Times Production Facility | NY Times Daily Production Facility | Industrial Non-CHP | NY | 2 | 2 | 2 | Petroleum Liquids | DFO | IC | 9 | 2005 |  |  | (OP) Operating | Queens
61050 | The NY Times Production Facility | NY Times Daily Production Facility | Industrial Non-CHP | NY | 2 | 2 | 2 | Petroleum Liquids | DFO | IC | 8 | 2008 |  |  | (OP) Operating | Queens
61050 | The NY Times Production Facility | NY Times Daily Production Facility | Industrial Non-CHP | NY | 2 | 2 | 2 | Petroleum Liquids | DFO | IC | 8 | 2008 |  |  | (OP) Operating | Queens
61093 | SL Babylon, LLC | SL Babylon | IPP Non-CHP | NY | 9 | 9 | 9 | Solar Photovoltaic | SUN | PV | 12 | 2017 |  |  | (OP) Operating | Suffolk
61094 | NYU LANGONE HEALTH | NYU LANGONE HEALTH | Commercial Non-CHP | NY | 7.5 | 7.5 | 7.5 | Natural Gas Fired Combustion Turbine | NG | GT | 6 | 2016 |  |  | (OP) Operating | New York
61012 | AES Distributed Energy | Monroe County Sites A & B | IPP Non-CHP | NY | 1.7 | 1.7 | 1.7 | Solar Photovoltaic | SUN | PV | 12 | 2017 |  |  | (OP) Operating | Monroe
61012 | AES Distributed Energy | Monroe County Sites A & B | IPP Non-CHP | NY | 1.7 | 1.7 | 1.7 | Solar Photovoltaic | SUN | PV | 12 | 2017 |  |  | (OP) Operating | Monroe
61012 | AES Distributed Energy | Monroe County Sites C, D, & E | IPP Non-CHP | NY | 2 | 2 | 2 | Solar Photovoltaic | SUN | PV | 12 | 2017 |  |  | (OP) Operating | Monroe
61012 | AES Distributed Energy | Monroe County Sites C, D, & E | IPP Non-CHP | NY | 2 | 2 | 2 | Solar Photovoltaic | SUN | PV | 12 | 2017 |  |  | (OP) Operating | Monroe
61012 | AES Distributed Energy | Monroe County Sites C, D, & E | IPP Non-CHP | NY | 2 | 2 | 2 | Solar Photovoltaic | SUN | PV | 12 | 2017 |  |  | (OP) Operating | Monroe
60571 | AEP Onsite Partners | Camden CSD Solar Array | IPP Non-CHP | NY | 1.8 | 1.8 | 1.8 | Solar Photovoltaic | SUN | PV | 12 | 2017 |  |  | (OP) Operating | Oneida
61252 | C-S Canal Hydro, LLC | Seneca Falls Hydroelectric Project | IPP Non-CHP | NY | 1.7 | 1.7 | 1.7 | Conventional Hydroelectric | WAT | HY | 1 | 1917 |  |  | (OP) Operating | Seneca
61252 | C-S Canal Hydro, LLC | Seneca Falls Hydroelectric Project | IPP Non-CHP | NY | 1.7 | 1.7 | 1.7 | Conventional Hydroelectric | WAT | HY | 1 | 1917 |  |  | (OP) Operating | Seneca
61252 | C-S Canal Hydro, LLC | Seneca Falls Hydroelectric Project | IPP Non-CHP | NY | 1.7 | 1.7 | 1.7 | Conventional Hydroelectric | WAT | HY | 1 | 1917 |  |  | (OP) Operating | Seneca
61252 | C-S Canal Hydro, LLC | Waterloo Hydroelectric Project | IPP Non-CHP | NY | 0.5 | 0.5 | 0.5 | Conventional Hydroelectric | WAT | HY | 1 | 1915 |  |  | (OP) Operating | Seneca
61252 | C-S Canal Hydro, LLC | Waterloo Hydroelectric Project | IPP Non-CHP | NY | 0.5 | 0.5 | 0.5 | Conventional Hydroelectric | WAT | HY | 1 | 1915 |  |  | (OP) Operating | Seneca
61252 | C-S Canal Hydro, LLC | Waterloo Hydroelectric Project | IPP Non-CHP | NY | 0.5 | 0.5 | 0.5 | Conventional Hydroelectric | WAT | HY | 1 | 1915 |  |  | (OP) Operating | Seneca
61347 | Scotch Settlement | IRE Solar I, LLC | IPP Non-CHP | NY | 1 | 1 | 1 | Solar Photovoltaic | SUN | PV | 12 | 2017 |  |  | (OP) Operating | St Lawrence
60584 | Onyx Asset Services Group | Onyx - Saratoga Springs Landfill Solar | IPP Non-CHP | NY | 2 | 2 | 2 | Solar Photovoltaic | SUN | PV | 11 | 2017 |  |  | (OP) Operating | Saratoga
60571 | AEP Onsite Partners | Madison County | IPP Non-CHP | NY | 1.8 | 1.8 | 1.8 | Solar Photovoltaic | SUN | PV | 8 | 2017 |  |  | (OP) Operating | Madison
61363 | Seneca Nation | Seneca Nation Cattaraugus Wind Turbine | Commercial Non-CHP | NY | 1.5 | 1.5 | 1.5 | Onshore Wind Turbine | WND | WT | 3 | 2017 |  |  | (OP) Operating | Erie
61364 | Lockheed Martin RMS Syracuse | Lockheed Martin RMS Syracuse | Industrial Non-CHP | NY | 1 | 1 | 1 | Batteries | MWH | BA | 8 | 2017 |  |  | (OP) Operating | Onondaga
61391 | Gore Mountain Solar II, LLC | Gore Mountain Solar II | IPP Non-CHP | NY | 2 | 2 | 2 | Solar Photovoltaic | SUN | PV | 9 | 2016 |  |  | (OP) Operating | Washington
61387 | HGS solar I, LLC | HGS Solar I | IPP Non-CHP | NY | 2 | 2 | 2 | Solar Photovoltaic | SUN | PV | 9 | 2016 |  |  | (OP) Operating | Washington
61012 | AES Distributed Energy | City of Rochester Solar | IPP Non-CHP | NY | 1.8 | 1.8 | 1.8 | Solar Photovoltaic | SUN | PV | 12 | 2017 |  |  | (OP) Operating | Monroe
58971 | Danskammer Energy | Danskammer Generating Station | IPP Non-CHP | NY | 2.7 | 2.5 | 2.5 | Petroleum Liquids | DFO | IC | 1 | 1967 |  |  | (SB) Standby/Backup: available for service but not normally used | Orange
58971 | Danskammer Energy | Danskammer Generating Station | IPP Non-CHP | NY | 2.7 | 2.5 | 2.5 | Petroleum Liquids | DFO | IC | 1 | 1967 |  |  | (SB) Standby/Backup: available for service but not normally used | Orange
61130 | Helix Ravenswood, LLC | Ravenswood | IPP Non-CHP | NY | 18.6 | 8.7 | 11.4 | Natural Gas Fired Combustion Turbine | NG | GT | 7 | 1967 |  |  | (SB) Standby/Backup: available for service but not normally used | Queens
61130 | Helix Ravenswood, LLC | Ravenswood | IPP Non-CHP | NY | 25 | 19.2 | 22.2 | Natural Gas Fired Combustion Turbine | NG | GT | 7 | 1969 |  |  | (SB) Standby/Backup: available for service but not normally used | Queens
61130 | Helix Ravenswood, LLC | Ravenswood | IPP Non-CHP | NY | 25 | 17.3 | 23.1 | Natural Gas Fired Combustion Turbine | NG | GT | 6 | 1969 |  |  | (SB) Standby/Backup: available for service but not normally used | Queens
61130 | Helix Ravenswood, LLC | Ravenswood | IPP Non-CHP | NY | 42.9 | 30.6 | 41.7 | Natural Gas Fired Combustion Turbine | NG | GT | 6 | 1969 |  |  | (SB) Standby/Backup: available for service but not normally used | Queens
61130 | Helix Ravenswood, LLC | Ravenswood | IPP Non-CHP | NY | 42.9 | 32 | 41.9 | Natural Gas Fired Combustion Turbine | NG | GT | 6 | 1969 |  |  | (SB) Standby/Backup: available for service but not normally used | Queens
61130 | Helix Ravenswood, LLC | Ravenswood | IPP Non-CHP | NY | 42.9 | 30.7 | 37.3 | Natural Gas Fired Combustion Turbine | NG | GT | 6 | 1969 |  |  | (SB) Standby/Backup: available for service but not normally used | Queens
61130 | Helix Ravenswood, LLC | Ravenswood | IPP Non-CHP | NY | 42.9 | 30.9 | 41.6 | Natural Gas Fired Combustion Turbine | NG | GT | 6 | 1969 |  |  | (SB) Standby/Backup: available for service but not normally used | Queens
61130 | Helix Ravenswood, LLC | Ravenswood | IPP Non-CHP | NY | 42.9 | 30.7 | 40.8 | Natural Gas Fired Combustion Turbine | NG | GT | 6 | 1969 |  |  | (SB) Standby/Backup: available for service but not normally used | Queens
61130 | Helix Ravenswood, LLC | Ravenswood | IPP Non-CHP | NY | 42.9 | 29.7 | 40.3 | Natural Gas Fired Combustion Turbine | NG | GT | 6 | 1969 |  |  | (SB) Standby/Backup: available for service but not normally used | Queens
61130 | Helix Ravenswood, LLC | Ravenswood | IPP Non-CHP | NY | 42.9 | 29.8 | 40.8 | Natural Gas Fired Combustion Turbine | NG | GT | 6 | 1969 |  |  | (SB) Standby/Backup: available for service but not normally used | Queens
16909 | Selkirk Cogen Partners LP | Selkirk Cogen | IPP CHP | NY | 12 |  |  | Natural Gas Fired Combined Cycle | NG | CA | 4 | 1992 |  |  | (SB) Standby/Backup: available for service but not normally used | Albany
24457 | Calpine Eastern Corp | Bethpage Power Plant | IPP Non-CHP | NY | 0.4 | 0.4 | 0.4 | Petroleum Liquids | DFO | IC | 8 | 1989 |  |  | (SB) Standby/Backup: available for service but not normally used | Nassau
21508 | Cornell University | Cornell University Central Heat | Commercial CHP | NY | 1 | 0.9 | 1 | Petroleum Liquids | DFO | IC | 12 | 2009 |  |  | (SB) Standby/Backup: available for service but not normally used | Tompkins
21508 | Cornell University | Cornell University Central Heat | Commercial CHP | NY | 1 | 0.9 | 1 | Petroleum Liquids | DFO | IC | 12 | 2009 |  |  | (SB) Standby/Backup: available for service but not normally used | Tompkins
13487 | New York Zoological Society | Bronx Zoo | Commercial CHP | NY | 0.5 | 0.5 | 0.5 | Natural Gas Internal Combustion Engine | NG | IC | 1 | 1991 |  |  | (SB) Standby/Backup: available for service but not normally used | Bronx
13487 | New York Zoological Society | Bronx Zoo | Commercial CHP | NY | 0.5 | 0.5 | 0.5 | Natural Gas Internal Combustion Engine | NG | IC | 1 | 1991 |  |  | (SB) Standby/Backup: available for service but not normally used | Bronx
18020 | Starrett City Inc | Starrett City Cogen Facility | Commercial CHP | NY | 2 | 2 | 2 | Petroleum Liquids | DFO | IC | 10 | 1974 |  |  | (SB) Standby/Backup: available for service but not normally used | Kings
18020 | Starrett City Inc | Starrett City Cogen Facility | Commercial CHP | NY | 2 | 2 | 2 | Petroleum Liquids | DFO | IC | 10 | 1974 |  |  | (SB) Standby/Backup: available for service but not normally used | Kings
18020 | Starrett City Inc | Starrett City Cogen Facility | Commercial CHP | NY | 2 | 2 | 2 | Petroleum Liquids | DFO | IC | 10 | 1974 |  |  | (SB) Standby/Backup: available for service but not normally used | Kings
54838 | Windsor Machinery Co Inc | Wappinger Falls Hydroelectric | IPP Non-CHP | NY | 1 | 1 | 0.9 | Conventional Hydroelectric | WAT | HY | 12 | 1988 |  |  | (SB) Standby/Backup: available for service but not normally used | Dutchess
15253 | Power City Partners LP | Massena Energy Facility | IPP Non-CHP | NY | 2 | 2 | 2 | Petroleum Liquids | DFO | IC | 7 | 1992 |  |  | (SB) Standby/Backup: available for service but not normally used | St Lawrence
16839 | Seneca Power Partners LP | Batavia Power Plant | IPP Non-CHP | NY | 1.1 | 1 | 1 | Petroleum Liquids | DFO | IC | 9 | 1992 |  |  | (SB) Standby/Backup: available for service but not normally used | Genesee
11329 | NYU Langone Health | NYU Luthern Medical Center | Commercial CHP | NY | 1.5 | 1.5 | 1.5 | Petroleum Liquids | DFO | IC | 1 | 2006 |  |  | (SB) Standby/Backup: available for service but not normally used | Kings
11329 | NYU Langone Health | NYU Luthern Medical Center | Commercial CHP | NY | 1.5 | 1.5 | 1.5 | Petroleum Liquids | DFO | IC | 1 | 2006 |  |  | (SB) Standby/Backup: available for service but not normally used | Kings
13491 | New York University | New York University Central Plant | Commercial CHP | NY | 0.8 | 0.6 | 0.6 | Petroleum Liquids | DFO | IC | 1 | 1984 |  |  | (SB) Standby/Backup: available for service but not normally used | New York
13491 | New York University | New York University Central Plant | Commercial CHP | NY | 0.8 | 0.6 | 0.6 | Petroleum Liquids | DFO | IC | 1 | 1984 |  |  | (SB) Standby/Backup: available for service but not normally used | New York
13491 | New York University | New York University Central Plant | Commercial CHP | NY | 0.8 | 0.6 | 0.6 | Petroleum Liquids | DFO | IC | 1 | 1984 |  |  | (SB) Standby/Backup: available for service but not normally used | New York
13491 | New York University | New York University Central Plant | Commercial CHP | NY | 0.8 | 0.6 | 0.6 | Petroleum Liquids | DFO | IC | 1 | 1984 |  |  | (SB) Standby/Backup: available for service but not normally used | New York
13491 | New York University | New York University Central Plant | Commercial CHP | NY | 0.8 | 0.6 | 0.6 | Petroleum Liquids | DFO | IC | 1 | 1984 |  |  | (SB) Standby/Backup: available for service but not normally used | New York
13491 | New York University | New York University Central Plant | Commercial CHP | NY | 0.8 | 0.6 | 0.6 | Petroleum Liquids | DFO | IC | 1 | 1984 |  |  | (SB) Standby/Backup: available for service but not normally used | New York
13491 | New York University | New York University Central Plant | Commercial CHP | NY | 0.8 | 0.6 | 0.6 | Petroleum Liquids | DFO | IC | 1 | 1984 |  |  | (SB) Standby/Backup: available for service but not normally used | New York
1362 | Bassett Healthcare | Bassett Medical Center | Commercial Non-CHP | NY | 0.8 | 0.8 | 0.8 | Petroleum Liquids | DFO | IC | 7 | 1992 |  |  | (SB) Standby/Backup: available for service but not normally used | Otsego
1362 | Bassett Healthcare | Bassett Medical Center | Commercial Non-CHP | NY | 0.8 | 0.8 | 0.8 | Petroleum Liquids | DFO | IC | 7 | 1992 |  |  | (SB) Standby/Backup: available for service but not normally used | Otsego
1362 | Bassett Healthcare | Bassett Medical Center | Commercial Non-CHP | NY | 0.8 | 0.8 | 0.8 | Petroleum Liquids | DFO | IC | 7 | 1992 |  |  | (SB) Standby/Backup: available for service but not normally used | Otsego
1362 | Bassett Healthcare | Bassett Medical Center | Commercial Non-CHP | NY | 1.6 | 1.6 | 1.6 | Petroleum Liquids | DFO | IC | 5 | 2004 |  |  | (SB) Standby/Backup: available for service but not normally used | Otsego
1362 | Bassett Healthcare | Bassett Medical Center | Commercial Non-CHP | NY | 1.6 | 1.6 | 1.6 | Petroleum Liquids | DFO | IC | 5 | 2006 |  |  | (SB) Standby/Backup: available for service but not normally used | Otsego
34688 | CHI Energy Inc | Wethersfield Wind Farm | IPP Non-CHP | NY | 6.6 | 6.6 | 6.6 | Onshore Wind Turbine | WND | WT | 8 | 2000 |  |  | (SB) Standby/Backup: available for service but not normally used | Wyoming
20238 | Watchtower Bible & Tract Soc-NY | Watchtower Educational Center | Commercial Non-CHP | NY | 0.7 | 0.7 | 0.7 | Natural Gas Internal Combustion Engine | NG | IC | 2 | 1996 |  |  | (SB) Standby/Backup: available for service but not normally used | Putnam
20238 | Watchtower Bible & Tract Soc-NY | Watchtower Educational Center | Commercial Non-CHP | NY | 0.7 | 0.7 | 0.7 | Petroleum Liquids | DFO | IC | 6 | 1993 |  |  | (SB) Standby/Backup: available for service but not normally used | Putnam
20238 | Watchtower Bible & Tract Soc-NY | Watchtower Educational Center | Commercial Non-CHP | NY | 0.7 | 0.7 | 0.7 | Natural Gas Internal Combustion Engine | NG | IC | 2 | 2000 |  |  | (SB) Standby/Backup: available for service but not normally used | Putnam
50158 | Innovative Energy Systems Inc | Modern Innovative Energy LLC | IPP Non-CHP | NY | 1.6 | 1.6 | 1.6 | Landfill Gas | LFG | IC | 2 | 2006 |  |  | (SB) Standby/Backup: available for service but not normally used | Niagara
50158 | Innovative Energy Systems Inc | Modern Innovative Energy LLC | IPP Non-CHP | NY | 1.6 | 1.6 | 1.6 | Landfill Gas | LFG | IC | 2 | 2006 |  |  | (SB) Standby/Backup: available for service but not normally used | Niagara
58133 | Mercy Medical Center | Mercy Medical Center | Commercial Non-CHP | NY | 0.1 | 0.1 | 0.1 | Petroleum Liquids | DFO | IC | 1 | 1959 |  |  | (SB) Standby/Backup: available for service but not normally used | Nassau
58133 | Mercy Medical Center | Mercy Medical Center | Commercial Non-CHP | NY | 0.4 | 0.4 | 0.4 | Petroleum Liquids | DFO | IC | 1 | 1963 |  |  | (SB) Standby/Backup: available for service but not normally used | Nassau
58133 | Mercy Medical Center | Mercy Medical Center | Commercial Non-CHP | NY | 0.7 | 0.7 | 0.7 | Petroleum Liquids | DFO | IC | 1 | 1985 |  |  | (SB) Standby/Backup: available for service but not normally used | Nassau
58133 | Mercy Medical Center | Mercy Medical Center | Commercial Non-CHP | NY | 0.3 | 0.3 | 0.3 | Petroleum Liquids | DFO | IC | 1 | 1977 |  |  | (SB) Standby/Backup: available for service but not normally used | Nassau
58133 | Mercy Medical Center | Mercy Medical Center | Commercial Non-CHP | NY | 0.2 | 0.2 | 0.2 | Petroleum Liquids | DFO | IC | 1 | 1995 |  |  | (SB) Standby/Backup: available for service but not normally used | Nassau
58133 | Mercy Medical Center | Mercy Medical Center | Commercial Non-CHP | NY | 0.3 | 0.3 | 0.3 | Petroleum Liquids | DFO | IC | 1 | 1999 |  |  | (SB) Standby/Backup: available for service but not normally used | Nassau
58133 | Mercy Medical Center | Mercy Medical Center | Commercial Non-CHP | NY | 0.6 | 0.6 | 0.6 | Petroleum Liquids | DFO | IC | 1 | 2004 |  |  | (SB) Standby/Backup: available for service but not normally used | Nassau
58136 | William Floyd School District | William Floyd School District | Commercial CHP | NY | 1.3 | 1.3 | 1.3 | Petroleum Liquids | DFO | IC | 2 | 2004 |  |  | (SB) Standby/Backup: available for service but not normally used | Suffolk
58154 | Hudson Valley Community College | HVCC Cogen Plant | Commercial CHP | NY | 2.1 | 2 | 2.1 | Petroleum Liquids | DFO | IC | 4 | 2004 |  |  | (SB) Standby/Backup: available for service but not normally used | Rensselaer
58487 | Montefiore Medical Center Moses Division | Montefieor Medical Center Moses Division | Commercial CHP | NY | 1 | 1 | 1 | Petroleum Liquids | DFO | IC | 1 | 2007 |  |  | (SB) Standby/Backup: available for service but not normally used | Bronx
58487 | Montefiore Medical Center Moses Division | Montefieor Medical Center Moses Division | Commercial CHP | NY | 0.6 | 0.6 | 0.6 | Petroleum Liquids | DFO | IC | 1 | 1998 |  |  | (SB) Standby/Backup: available for service but not normally used | Bronx
58487 | Montefiore Medical Center Moses Division | Montefieor Medical Center Moses Division | Commercial CHP | NY | 0.6 | 0.6 | 0.6 | Petroleum Liquids | DFO | IC | 1 | 1998 |  |  | (SB) Standby/Backup: available for service but not normally used | Bronx
58487 | Montefiore Medical Center Moses Division | Montefieor Medical Center Moses Division | Commercial CHP | NY | 0.5 | 0.5 | 0.5 | Petroleum Liquids | DFO | IC | 1 | 1998 |  |  | (SB) Standby/Backup: available for service but not normally used | Bronx
58487 | Montefiore Medical Center Moses Division | Montefieor Medical Center Moses Division | Commercial CHP | NY | 0.5 | 0.5 | 0.5 | Petroleum Liquids | DFO | IC | 1 | 1998 |  |  | (SB) Standby/Backup: available for service but not normally used | Bronx
58487 | Montefiore Medical Center Moses Division | Montefieor Medical Center Moses Division | Commercial CHP | NY | 0.3 | 0.3 | 0.3 | Petroleum Liquids | DFO | IC | 1 | 1998 |  |  | (SB) Standby/Backup: available for service but not normally used | Bronx
58487 | Montefiore Medical Center Moses Division | Montefieor Medical Center Moses Division | Commercial CHP | NY | 0.2 | 0.2 | 0.2 | Petroleum Liquids | DFO | IC | 1 | 1998 |  |  | (SB) Standby/Backup: available for service but not normally used | Bronx
58487 | Montefiore Medical Center Moses Division | Montefieor Medical Center Moses Division | Commercial CHP | NY | 0.2 | 0.2 | 0.2 | Petroleum Liquids | DFO | IC | 1 | 1998 |  |  | (SB) Standby/Backup: available for service but not normally used | Bronx
58487 | Montefiore Medical Center Moses Division | Montefieor Medical Center Moses Division | Commercial CHP | NY | 2 | 2 | 2 | Petroleum Liquids | DFO | IC | 1 | 2011 |  |  | (SB) Standby/Backup: available for service but not normally used | Bronx
58487 | Montefiore Medical Center Moses Division | Montefieor Medical Center Moses Division | Commercial CHP | NY | 2 | 2 | 2 | Petroleum Liquids | DFO | IC | 1 | 2011 |  |  | (SB) Standby/Backup: available for service but not normally used | Bronx
60675 | Montefiore-Westchester Square | Montefiore - Westchester Square | Commercial Non-CHP | NY | 1 | 1 | 1 | Petroleum Liquids | DFO | IC | 7 | 1983 |  |  | (SB) Standby/Backup: available for service but not normally used | Bronx
60676 | New York Presbyterian Hospital | New York Presbyterian Hospital-168th St | Commercial Non-CHP | NY | 2 | 2 | 2 | Petroleum Liquids | DFO | IC | 1 | 2003 |  |  | (SB) Standby/Backup: available for service but not normally used | New York
60676 | New York Presbyterian Hospital | New York Presbyterian Hospital-168th St | Commercial Non-CHP | NY | 2 | 2 | 2 | Petroleum Liquids | DFO | IC | 1 | 2003 |  |  | (SB) Standby/Backup: available for service but not normally used | New York
60676 | New York Presbyterian Hospital | New York Presbyterian Hospital-168th St | Commercial Non-CHP | NY | 0.1 | 0.1 | 0.1 | Petroleum Liquids | DFO | IC | 1 | 2000 |  |  | (SB) Standby/Backup: available for service but not normally used | New York
60676 | New York Presbyterian Hospital | New York Presbyterian Hospital-168th St | Commercial Non-CHP | NY | 2 | 2 | 2 | Petroleum Liquids | DFO | IC | 1 | 2000 |  |  | (SB) Standby/Backup: available for service but not normally used | New York
60676 | New York Presbyterian Hospital | New York Presbyterian Hospital-168th St | Commercial Non-CHP | NY | 1.4 | 1.4 | 1.4 | Petroleum Liquids | DFO | IC | 1 | 2000 |  |  | (SB) Standby/Backup: available for service but not normally used | New York
60676 | New York Presbyterian Hospital | New York Presbyterian Hospital-168th St | Commercial Non-CHP | NY | 1.4 | 1.4 | 1.4 | Petroleum Liquids | DFO | IC | 1 | 2000 |  |  | (SB) Standby/Backup: available for service but not normally used | New York
60676 | New York Presbyterian Hospital | New York Presbyterian Hospital-168th St | Commercial Non-CHP | NY | 1.5 | 1.5 | 1.5 | Petroleum Liquids | DFO | IC | 1 | 2008 |  |  | (SB) Standby/Backup: available for service but not normally used | New York
60676 | New York Presbyterian Hospital | New York Presbyterian Hospital-168th St | Commercial Non-CHP | NY | 1.5 | 1.5 | 1.5 | Petroleum Liquids | DFO | IC | 1 | 2008 |  |  | (SB) Standby/Backup: available for service but not normally used | New York
60883 | NY - PRESBYTERIAN HOSPITAL-525 E 68TH ST | NY - Presbyt. Hospital - 525 E 68TH St | Commercial CHP | NY | 2.5 | 2.5 | 2.5 | Petroleum Liquids | DFO | IC | 5 | 2016 |  |  | (SB) Standby/Backup: available for service but not normally used | New York
60883 | NY - PRESBYTERIAN HOSPITAL-525 E 68TH ST | NY - Presbyt. Hospital - 525 E 68TH St | Commercial CHP | NY | 2.5 | 2.5 | 2.5 | Petroleum Liquids | DFO | IC | 5 | 2016 |  |  | (SB) Standby/Backup: available for service but not normally used | New York
60883 | NY - PRESBYTERIAN HOSPITAL-525 E 68TH ST | NY - Presbyt. Hospital - 525 E 68TH St | Commercial CHP | NY | 1.4 | 1.4 | 1.4 | Petroleum Liquids | DFO | IC | 4 | 1997 |  |  | (SB) Standby/Backup: available for service but not normally used | New York
60883 | NY - PRESBYTERIAN HOSPITAL-525 E 68TH ST | NY - Presbyt. Hospital - 525 E 68TH St | Commercial CHP | NY | 1.4 | 1.4 | 1.4 | Petroleum Liquids | DFO | IC | 4 | 1997 |  |  | (SB) Standby/Backup: available for service but not normally used | New York
60883 | NY - PRESBYTERIAN HOSPITAL-525 E 68TH ST | NY - Presbyt. Hospital - 525 E 68TH St | Commercial CHP | NY | 1.4 | 1.4 | 1.4 | Petroleum Liquids | DFO | IC | 4 | 1997 |  |  | (SB) Standby/Backup: available for service but not normally used | New York
60883 | NY - PRESBYTERIAN HOSPITAL-525 E 68TH ST | NY - Presbyt. Hospital - 525 E 68TH St | Commercial CHP | NY | 1.5 | 1.5 | 1.5 | Petroleum Liquids | DFO | IC | 12 | 2008 |  |  | (SB) Standby/Backup: available for service but not normally used | New York
61013 | Northern Westchester Hospital | Northern Westchester Hospital | Commercial Non-CHP | NY | 1 | 1 | 1 | Petroleum Liquids | DFO | IC | 12 | 2017 |  |  | (SB) Standby/Backup: available for service but not normally used | Westchester
61013 | Northern Westchester Hospital | Northern Westchester Hospital | Commercial Non-CHP | NY | 1 | 1 | 1 | Petroleum Liquids | DFO | IC | 12 | 2017 |  |  | (SB) Standby/Backup: available for service but not normally used | Westchester
61013 | Northern Westchester Hospital | Northern Westchester Hospital | Commercial Non-CHP | NY | 1 | 1 | 1 | Petroleum Liquids | DFO | IC | 12 | 2017 |  |  | (SB) Standby/Backup: available for service but not normally used | Westchester
61013 | Northern Westchester Hospital | Northern Westchester Hospital | Commercial Non-CHP | NY | 0.8 | 0.8 | 0.8 | Petroleum Liquids | DFO | IC | 6 | 1971 | 12 | 2020 | (SB) Standby/Backup: available for service but not normally used | Westchester
61013 | Northern Westchester Hospital | Northern Westchester Hospital | Commercial Non-CHP | NY | 0.8 | 0.8 | 0.8 | Petroleum Liquids | DFO | IC | 6 | 1971 | 12 | 2020 | (SB) Standby/Backup: available for service but not normally used | Westchester
61013 | Northern Westchester Hospital | Northern Westchester Hospital | Commercial Non-CHP | NY | 1 | 1 | 1 | Natural Gas Internal Combustion Engine | NG | IC | 6 | 1971 |  |  | (SB) Standby/Backup: available for service but not normally used | Westchester
61049 | NYC-HH Coney Island Hospital | NYC-HH - CONEY ISLAND HOSPITAL | Commercial Non-CHP | NY | 1.2 | 1.2 | 1.2 | Petroleum Liquids | DFO | IC | 7 | 1993 |  |  | (SB) Standby/Backup: available for service but not normally used | Kings
61049 | NYC-HH Coney Island Hospital | NYC-HH - CONEY ISLAND HOSPITAL | Commercial Non-CHP | NY | 1.3 | 1.3 | 1.3 | Petroleum Liquids | DFO | IC | 3 | 2005 |  |  | (SB) Standby/Backup: available for service but not normally used | Kings
61049 | NYC-HH Coney Island Hospital | NYC-HH - CONEY ISLAND HOSPITAL | Commercial Non-CHP | NY | 0.3 | 0.3 | 0.3 | Petroleum Liquids | DFO | IC | 2 | 2014 |  |  | (SB) Standby/Backup: available for service but not normally used | Kings
61053 | Mount Sinai Hospital | Mount Sinai Hospital | Commercial Non-CHP | NY | 1 | 1 | 1 | Petroleum Liquids | DFO | IC | 6 | 1970 |  |  | (SB) Standby/Backup: available for service but not normally used | New York
61053 | Mount Sinai Hospital | Mount Sinai Hospital | Commercial Non-CHP | NY | 1 | 1 | 1 | Petroleum Liquids | DFO | IC | 6 | 1970 |  |  | (SB) Standby/Backup: available for service but not normally used | New York
61053 | Mount Sinai Hospital | Mount Sinai Hospital | Commercial Non-CHP | NY | 1 | 1 | 1 | Petroleum Liquids | DFO | IC | 6 | 1970 |  |  | (SB) Standby/Backup: available for service but not normally used | New York
61053 | Mount Sinai Hospital | Mount Sinai Hospital | Commercial Non-CHP | NY | 1 | 1 | 1 | Petroleum Liquids | DFO | IC | 6 | 1970 |  |  | (SB) Standby/Backup: available for service but not normally used | New York
61053 | Mount Sinai Hospital | Mount Sinai Hospital | Commercial Non-CHP | NY | 1.5 | 1.5 | 1.5 | Petroleum Liquids | DFO | IC | 10 | 1997 |  |  | (SB) Standby/Backup: available for service but not normally used | New York
61053 | Mount Sinai Hospital | Mount Sinai Hospital | Commercial Non-CHP | NY | 1.5 | 1.5 | 1.5 | Petroleum Liquids | DFO | IC | 10 | 1997 |  |  | (SB) Standby/Backup: available for service but not normally used | New York
61053 | Mount Sinai Hospital | Mount Sinai Hospital | Commercial Non-CHP | NY | 0.4 | 0.4 | 0.4 | Petroleum Liquids | DFO | IC | 6 | 2007 |  |  | (SB) Standby/Backup: available for service but not normally used | New York
61053 | Mount Sinai Hospital | Mount Sinai Hospital | Commercial Non-CHP | NY | 1.5 | 1.5 | 1.5 | Natural Gas Internal Combustion Engine | NG | IC | 6 | 1996 |  |  | (SB) Standby/Backup: available for service but not normally used | New York
61053 | Mount Sinai Hospital | Mount Sinai Hospital | Commercial Non-CHP | NY | 1.5 | 1.5 | 1.5 | Natural Gas Internal Combustion Engine | NG | IC | 6 | 1996 |  |  | (SB) Standby/Backup: available for service but not normally used | New York
61053 | Mount Sinai Hospital | Mount Sinai Hospital | Commercial Non-CHP | NY | 0.6 | 0.6 | 0.6 | Petroleum Liquids | DFO | IC | 5 | 2014 |  |  | (SB) Standby/Backup: available for service but not normally used | New York
61053 | Mount Sinai Hospital | Mount Sinai Hospital | Commercial Non-CHP | NY | 0.9 | 0.9 | 0.9 | Petroleum Liquids | DFO | IC | 6 | 1988 |  |  | (SB) Standby/Backup: available for service but not normally used | New York
61053 | Mount Sinai Hospital | Mount Sinai Hospital | Commercial Non-CHP | NY | 0.9 | 0.9 | 0.9 | Petroleum Liquids | DFO | IC | 6 | 1998 |  |  | (SB) Standby/Backup: available for service but not normally used | New York
61053 | Mount Sinai Hospital | Mount Sinai Hospital | Commercial Non-CHP | NY | 0.9 | 0.9 | 0.9 | Petroleum Liquids | DFO | IC | 5 | 2011 |  |  | (SB) Standby/Backup: available for service but not normally used | New York
61053 | Mount Sinai Hospital | Mount Sinai Hospital | Commercial Non-CHP | NY | 2.5 | 2.5 | 2.5 | Petroleum Liquids | DFO | IC | 6 | 2012 |  |  | (SB) Standby/Backup: available for service but not normally used | New York
61053 | Mount Sinai Hospital | Mount Sinai Hospital | Commercial Non-CHP | NY | 2.5 | 2.5 | 2.5 | Petroleum Liquids | DFO | IC | 6 | 2012 |  |  | (SB) Standby/Backup: available for service but not normally used | New York
61094 | NYU LANGONE HEALTH | NYU LANGONE HEALTH | Commercial Non-CHP | NY | 2.7 | 2.7 | 2.7 | Petroleum Liquids | DFO | IC | 6 | 2016 |  |  | (SB) Standby/Backup: available for service but not normally used | New York
61094 | NYU LANGONE HEALTH | NYU LANGONE HEALTH | Commercial Non-CHP | NY | 2.7 | 2.7 | 2.7 | Petroleum Liquids | DFO | IC | 6 | 2016 |  |  | (SB) Standby/Backup: available for service but not normally used | New York
61094 | NYU LANGONE HEALTH | NYU LANGONE HEALTH | Commercial Non-CHP | NY | 1 | 1 | 1 | Petroleum Liquids | DFO | IC | 1 | 2006 |  |  | (SB) Standby/Backup: available for service but not normally used | New York
61094 | NYU LANGONE HEALTH | NYU LANGONE HEALTH | Commercial Non-CHP | NY | 1.3 | 1.3 | 1.3 | Petroleum Liquids | DFO | IC | 10 | 1992 |  |  | (SB) Standby/Backup: available for service but not normally used | New York
61094 | NYU LANGONE HEALTH | NYU LANGONE HEALTH | Commercial Non-CHP | NY | 1.4 | 1.4 | 1.4 | Petroleum Liquids | DFO | IC | 9 | 2006 |  |  | (SB) Standby/Backup: available for service but not normally used | New York
61094 | NYU LANGONE HEALTH | NYU LANGONE HEALTH | Commercial Non-CHP | NY | 1.4 | 1.4 | 1.4 | Petroleum Liquids | DFO | IC | 9 | 2006 |  |  | (SB) Standby/Backup: available for service but not normally used | New York
61152 | Good Samaritan Hospital | Good Samaritan Hospital | Commercial Non-CHP | NY | 1 | 1 | 1 | Petroleum Liquids | DFO | IC | 1 | 1980 |  |  | (SB) Standby/Backup: available for service but not normally used | Rockland
61152 | Good Samaritan Hospital | Good Samaritan Hospital | Commercial Non-CHP | NY | 0.7 | 0.7 | 0.7 | Petroleum Liquids | DFO | IC | 1 | 2012 |  |  | (SB) Standby/Backup: available for service but not normally used | Rockland
61152 | Good Samaritan Hospital | Good Samaritan Hospital | Commercial Non-CHP | NY | 0.2 | 0.2 | 0.2 | Natural Gas Internal Combustion Engine | NG | IC | 1 | 2012 |  |  | (SB) Standby/Backup: available for service but not normally used | Rockland
61162 | Woodhull Hospital | Woodhull Hospital | Commercial Non-CHP | NY | 1.5 | 1.5 | 1.5 | Petroleum Liquids | DFO | IC | 1 | 1972 |  |  | (SB) Standby/Backup: available for service but not normally used | Kings
61162 | Woodhull Hospital | Woodhull Hospital | Commercial Non-CHP | NY | 1.5 | 1.5 | 1.5 | Petroleum Liquids | DFO | IC | 1 | 1972 |  |  | (SB) Standby/Backup: available for service but not normally used | Kings
61162 | Woodhull Hospital | Woodhull Hospital | Commercial Non-CHP | NY | 2 | 2 | 2 | Petroleum Liquids | DFO | IC | 1 | 2001 |  |  | (SB) Standby/Backup: available for service but not normally used | Kings
61162 | Woodhull Hospital | Woodhull Hospital | Commercial Non-CHP | NY | 2 | 2 | 2 | Petroleum Liquids | DFO | IC | 1 | 2001 |  |  | (SB) Standby/Backup: available for service but not normally used | Kings
61162 | Woodhull Hospital | Woodhull Hospital | Commercial Non-CHP | NY | 1 | 1 | 1 | Petroleum Liquids | DFO | IC | 1 | 2001 |  |  | (SB) Standby/Backup: available for service but not normally used | Kings
61164 | The Allen Hospital | The Allen Hospital | Commercial Non-CHP | NY | 1 | 1 | 1 | Petroleum Liquids | DFO | IC | 1 | 2009 |  |  | (SB) Standby/Backup: available for service but not normally used | New York
61165 | Mount Sinai Beth Israel | Mount Sinai Beth Israel | Commercial Non-CHP | NY | 0.2 | 0.2 | 0.2 | Petroleum Liquids | DFO | IC | 1 | 1988 |  |  | (SB) Standby/Backup: available for service but not normally used | New York
61165 | Mount Sinai Beth Israel | Mount Sinai Beth Israel | Commercial Non-CHP | NY | 0.3 | 0.3 | 0.3 | Petroleum Liquids | DFO | IC | 1 | 1988 |  |  | (SB) Standby/Backup: available for service but not normally used | New York
61165 | Mount Sinai Beth Israel | Mount Sinai Beth Israel | Commercial Non-CHP | NY | 1 | 1 | 1 | Petroleum Liquids | DFO | IC | 1 | 1988 |  |  | (SB) Standby/Backup: available for service but not normally used | New York
61165 | Mount Sinai Beth Israel | Mount Sinai Beth Israel | Commercial Non-CHP | NY | 0.3 | 0.3 | 0.3 | Petroleum Liquids | DFO | IC | 1 | 1988 |  |  | (SB) Standby/Backup: available for service but not normally used | New York
61165 | Mount Sinai Beth Israel | Mount Sinai Beth Israel | Commercial Non-CHP | NY | 0.2 | 0.2 | 0.2 | Petroleum Liquids | DFO | IC | 1 | 1988 |  |  | (SB) Standby/Backup: available for service but not normally used | New York
61165 | Mount Sinai Beth Israel | Mount Sinai Beth Israel | Commercial Non-CHP | NY | 0.3 | 0.3 | 0.3 | Petroleum Liquids | DFO | IC | 1 | 1988 |  |  | (SB) Standby/Backup: available for service but not normally used | New York
1857 | Block Island Power Co | Block Island | Electric Utility | RI | 1.2 | 1.2 | 1.2 | Petroleum Liquids | DFO | IC | 7 | 2001 |  |  | (OA) Out of service but expected to return to service in next calendar year | Washington
18000 | State of Rhode Island | Central Power Plant | Commercial CHP | RI | 2 | 2 | 2 | Petroleum Liquids | DFO | ST | 8 | 1958 |  |  | (OA) Out of service but expected to return to service in next calendar year | Providence
50018 | Dominion Energy New England, LLC | Manchester Street | IPP Non-CHP | RI | 125 | 110.1 | 115.6 | Natural Gas Fired Combined Cycle | NG | CT | 11 | 1995 |  |  | (OP) Operating | Providence
50018 | Dominion Energy New England, LLC | Manchester Street | IPP Non-CHP | RI | 125 | 110.2 | 115.6 | Natural Gas Fired Combined Cycle | NG | CT | 9 | 1995 |  |  | (OP) Operating | Providence
50018 | Dominion Energy New England, LLC | Manchester Street | IPP Non-CHP | RI | 48 | 46.9 | 54.4 | Natural Gas Fired Combined Cycle | NG | CA | 11 | 1995 |  |  | (OP) Operating | Providence
50018 | Dominion Energy New England, LLC | Manchester Street | IPP Non-CHP | RI | 46 | 46.8 | 54.4 | Natural Gas Fired Combined Cycle | NG | CA | 9 | 1995 |  |  | (OP) Operating | Providence
50018 | Dominion Energy New England, LLC | Manchester Street | IPP Non-CHP | RI | 125 | 107.1 | 115.6 | Natural Gas Fired Combined Cycle | NG | CT | 11 | 1995 |  |  | (OP) Operating | Providence
50018 | Dominion Energy New England, LLC | Manchester Street | IPP Non-CHP | RI | 46 | 46.9 | 54.5 | Natural Gas Fired Combined Cycle | NG | CA | 11 | 1995 |  |  | (OP) Operating | Providence
1857 | Block Island Power Co | Block Island | Electric Utility | RI | 1.6 | 1.6 | 1.6 | Petroleum Liquids | DFO | IC | 4 | 2002 |  |  | (OP) Operating | Washington
1857 | Block Island Power Co | Block Island | Electric Utility | RI | 1.8 | 1.8 | 1.8 | Petroleum Liquids | DFO | IC | 3 | 2006 |  |  | (OP) Operating | Washington
56844 | Blackstone Hydro Inc. | Blackstone/Tupperware | IPP Non-CHP | RI | 0.4 | 0.4 | 0.4 | Conventional Hydroelectric | WAT | HY | 1 | 1981 |  |  | (OP) Operating | Providence
56844 | Blackstone Hydro Inc. | Blackstone/Tupperware | IPP Non-CHP | RI | 0.4 | 0.4 | 0.4 | Conventional Hydroelectric | WAT | HY | 1 | 1981 |  |  | (OP) Operating | Providence
56844 | Blackstone Hydro Inc. | Blackstone/Tupperware | IPP Non-CHP | RI | 0.4 | 0.4 | 0.4 | Conventional Hydroelectric | WAT | HY | 1 | 1981 |  |  | (OP) Operating | Providence
56844 | Blackstone Hydro Inc. | Blackstone/Tupperware | IPP Non-CHP | RI | 0.4 | 0.4 | 0.4 | Conventional Hydroelectric | WAT | HY | 1 | 1981 |  |  | (OP) Operating | Providence
56889 | Rhode Island LFG Genco | Ridgewood Providence Power | IPP Non-CHP | RI | 1.6 | 1.5 | 1.5 | Landfill Gas | LFG | IC | 8 | 2005 |  |  | (OP) Operating | Providence
56889 | Rhode Island LFG Genco | Ridgewood Providence Power | IPP Non-CHP | RI | 1.6 | 1.5 | 1.5 | Landfill Gas | LFG | IC | 8 | 2005 |  |  | (OP) Operating | Providence
56889 | Rhode Island LFG Genco | Ridgewood Providence Power | IPP Non-CHP | RI | 1.6 | 1.5 | 1.5 | Landfill Gas | LFG | IC | 8 | 2005 |  |  | (OP) Operating | Providence
56889 | Rhode Island LFG Genco | Ridgewood Providence Power | IPP Non-CHP | RI | 1.6 | 1.5 | 1.5 | Landfill Gas | LFG | IC | 8 | 2005 |  |  | (OP) Operating | Providence
18000 | State of Rhode Island | Central Power Plant | Commercial CHP | RI | 3 | 2.8 | 3.8 | Petroleum Liquids | DFO | GT | 1 | 2004 |  |  | (OP) Operating | Providence
18000 | State of Rhode Island | Central Power Plant | Commercial CHP | RI | 3 | 2.8 | 3.8 | Petroleum Liquids | DFO | GT | 1 | 2004 |  |  | (OP) Operating | Providence
18000 | State of Rhode Island | Central Power Plant | Commercial CHP | RI | 2 | 2 | 2 | Natural Gas Internal Combustion Engine | NG | IC | 4 | 2015 |  |  | (OP) Operating | Providence
27769 | Ocean State Power Co | Ocean State Power | IPP Non-CHP | RI | 82.8 | 71.2 | 77.8 | Natural Gas Fired Combined Cycle | NG | CT | 12 | 1990 |  |  | (OP) Operating | Providence
27769 | Ocean State Power Co | Ocean State Power | IPP Non-CHP | RI | 82.8 | 71.2 | 77.8 | Natural Gas Fired Combined Cycle | NG | CT | 12 | 1990 |  |  | (OP) Operating | Providence
27769 | Ocean State Power Co | Ocean State Power | IPP Non-CHP | RI | 88.6 | 76.2 | 83.3 | Natural Gas Fired Combined Cycle | NG | CA | 12 | 1990 |  |  | (OP) Operating | Providence
16001 | Rhode Island Hospital | Rhode Island Hospital | Commercial CHP | RI | 1.7 | 1.7 | 1.7 | Natural Gas Steam Turbine | NG | ST | 10 | 1974 |  |  | (OP) Operating | Providence
16001 | Rhode Island Hospital | Rhode Island Hospital | Commercial CHP | RI | 1.7 | 1.7 | 1.7 | Natural Gas Steam Turbine | NG | ST | 10 | 1974 |  |  | (OP) Operating | Providence
16001 | Rhode Island Hospital | Rhode Island Hospital | Commercial CHP | RI | 3.5 | 3.5 | 3.5 | Natural Gas Steam Turbine | NG | ST | 12 | 1993 |  |  | (OP) Operating | Providence
16001 | Rhode Island Hospital | Rhode Island Hospital | Commercial CHP | RI | 3.5 | 3.5 | 3.5 | Natural Gas Steam Turbine | NG | ST | 9 | 1993 |  |  | (OP) Operating | Providence
14584 | Pawtucket Power Associates LP | Pawtucket Power Associates | IPP Non-CHP | RI | 41.8 | 33 | 42 | Natural Gas Fired Combined Cycle | NG | CT | 12 | 1990 |  |  | (OP) Operating | Providence
14584 | Pawtucket Power Associates LP | Pawtucket Power Associates | IPP Non-CHP | RI | 27 | 27 | 27 | Natural Gas Fired Combined Cycle | NG | CA | 12 | 1990 |  |  | (OP) Operating | Providence
27770 | Ocean State Power II | Ocean State Power II | IPP Non-CHP | RI | 82.8 | 71.2 | 77.8 | Natural Gas Fired Combined Cycle | NG | CT | 10 | 1991 |  |  | (OP) Operating | Providence
27770 | Ocean State Power II | Ocean State Power II | IPP Non-CHP | RI | 82.8 | 71.2 | 77.8 | Natural Gas Fired Combined Cycle | NG | CT | 10 | 1991 |  |  | (OP) Operating | Providence
27770 | Ocean State Power II | Ocean State Power II | IPP Non-CHP | RI | 88.6 | 76.2 | 83.3 | Natural Gas Fired Combined Cycle | NG | CA | 10 | 1991 |  |  | (OP) Operating | Providence
55510 | Tiverton Power LLC | Tiverton Power Plant | IPP Non-CHP | RI | 179.3 | 177.4 | 203.7 | Natural Gas Fired Combined Cycle | NG | CT | 3 | 2000 |  |  | (OP) Operating | Newport
55510 | Tiverton Power LLC | Tiverton Power Plant | IPP Non-CHP | RI | 93.2 | 90.6 | 94.9 | Natural Gas Fired Combined Cycle | NG | CA | 6 | 2000 |  |  | (OP) Operating | Newport
6832 | RISEC Opeating Services | Rhode Island State Energy Center | IPP Non-CHP | RI | 196 | 168 | 199 | Natural Gas Fired Combined Cycle | NG | CT | 10 | 2002 |  |  | (OP) Operating | Providence
6832 | RISEC Opeating Services | Rhode Island State Energy Center | IPP Non-CHP | RI | 196 | 168 | 199 | Natural Gas Fired Combined Cycle | NG | CT | 10 | 2002 |  |  | (OP) Operating | Providence
6832 | RISEC Opeating Services | Rhode Island State Energy Center | IPP Non-CHP | RI | 204 | 218 | 218 | Natural Gas Fired Combined Cycle | NG | CA | 10 | 2002 |  |  | (OP) Operating | Providence
57406 | Deepwater Wind Block Island LLC | Block Island Wind Farm | IPP Non-CHP | RI | 30 | 29.3 | 29.3 | Offshore Wind Turbine | WND | WS | 12 | 2016 |  |  | (OP) Operating | Washington
56769 | Consolidated Edison Development Inc. | West Greenwich Solar | IPP Non-CHP | RI | 1.9 | 1.9 | 1.9 | Solar Photovoltaic | SUN | PV | 5 | 2013 |  |  | (OP) Operating | Kent
58541 | Forbes Street Solar, LLC | Forbes Street Solar | IPP Non-CHP | RI | 3 | 3 | 3 | Solar Photovoltaic | SUN | PV | 12 | 2013 |  |  | (OP) Operating | Providence
58682 | WR-TGC Solar Generation IV LLC | West Davisville Solar | IPP Non-CHP | RI | 2 | 2 | 2 | Solar Photovoltaic | SUN | PV | 12 | 2013 |  |  | (OP) Operating | Washington
56889 | Rhode Island LFG Genco | Johnston LFG Turbine Plant | IPP Non-CHP | RI | 10.5 | 8.9 | 9.9 | Landfill Gas | LFG | CA | 5 | 2013 |  |  | (OP) Operating | Providence
56889 | Rhode Island LFG Genco | Johnston LFG Turbine Plant | IPP Non-CHP | RI | 6 | 5.5 | 6.3 | Landfill Gas | LFG | CT | 5 | 2013 |  |  | (OP) Operating | Providence
56889 | Rhode Island LFG Genco | Johnston LFG Turbine Plant | IPP Non-CHP | RI | 6 | 5.5 | 6.3 | Landfill Gas | LFG | CT | 5 | 2013 |  |  | (OP) Operating | Providence
56889 | Rhode Island LFG Genco | Johnston LFG Turbine Plant | IPP Non-CHP | RI | 6 | 5.5 | 6.3 | Landfill Gas | LFG | CT | 5 | 2013 |  |  | (OP) Operating | Providence
56889 | Rhode Island LFG Genco | Johnston LFG Turbine Plant | IPP Non-CHP | RI | 6 | 5.5 | 6.3 | Landfill Gas | LFG | CT | 5 | 2013 |  |  | (OP) Operating | Providence
59097 | WED NK Green LLC | WED NK Green | IPP Non-CHP | RI | 1.5 | 1.5 | 1.5 | Onshore Wind Turbine | WND | WT | 3 | 2012 |  |  | (OP) Operating | Washington
59105 | WED Coventry One, LLC | WED Coventry 1 | IPP Non-CHP | RI | 1.5 | 1.5 | 1.5 | Onshore Wind Turbine | WND | WT | 10 | 2016 |  |  | (OP) Operating | Kent
59106 | WED Coventry Two, LLC | WED Coventry 2 | IPP Non-CHP | RI | 1.5 | 1.5 | 1.5 | Onshore Wind Turbine | WND | WT | 8 | 2016 |  |  | (OP) Operating | Kent
59106 | WED Coventry Two, LLC | WED Coventry 2 | IPP Non-CHP | RI | 1.5 | 1.5 | 1.5 | Onshore Wind Turbine | WND | WT | 8 | 2016 |  |  | (OP) Operating | Kent
59106 | WED Coventry Two, LLC | WED Coventry 2 | IPP Non-CHP | RI | 1.5 | 1.5 | 1.5 | Onshore Wind Turbine | WND | WT | 8 | 2016 |  |  | (OP) Operating | Kent
59107 | WED Coventry Three, LLC | WED Coventry 3 | IPP Non-CHP | RI | 1.5 | 1.5 | 1.5 | Onshore Wind Turbine | WND | WT | 8 | 2016 |  |  | (OP) Operating | Kent
59108 | WED Coventry Four, LLC | WED Coventry 4 | IPP Non-CHP | RI | 1.5 | 1.5 | 1.5 | Onshore Wind Turbine | WND | WT | 8 | 2016 |  |  | (OP) Operating | Kent
59116 | WED Coventry Five, LLC | WED Coventry 5 | IPP Non-CHP | RI | 1.5 | 1.5 | 1.5 | Onshore Wind Turbine | WND | WT | 3 | 2017 |  |  | (OP) Operating | Kent
59117 | WED Coventry Six, LLC | WED Coventry 6 | IPP Non-CHP | RI | 1.5 | 1.5 | 1.5 | Onshore Wind Turbine | WND | WT | 8 | 2016 |  |  | (OP) Operating | Kent
59117 | WED Coventry Six, LLC | WED Coventry 6 | IPP Non-CHP | RI | 1.5 | 1.5 | 1.5 | Onshore Wind Turbine | WND | WT | 8 | 2016 |  |  | (OP) Operating | Kent
59117 | WED Coventry Six, LLC | WED Coventry 6 | IPP Non-CHP | RI | 1.5 | 1.5 | 1.5 | Onshore Wind Turbine | WND | WT | 8 | 2016 |  |  | (OP) Operating | Kent
59463 | Narragansett Bay Commission | NBC Field's Point Wind Farm | Commercial Non-CHP | RI | 4.5 | 4.5 | 4.5 | Onshore Wind Turbine | WND | WT | 10 | 2012 |  |  | (OP) Operating | Providence
59209 | Half Moon Ventures, LLC | Johnston Solar | IPP Non-CHP | RI | 1 | 1 | 1 | Solar Photovoltaic | SUN | PV | 7 | 2015 |  |  | (OP) Operating | Providence
57081 | WGL Energy Systems, Inc | Brookside | IPP Non-CHP | RI | 1 | 1 | 1 | Solar Photovoltaic | SUN | PV | 11 | 2015 |  |  | (OP) Operating | Providence
60281 | Altus Power America Management, LLC | Little Bay | IPP Non-CHP | RI | 1.3 | 1.3 | 1.3 | Solar Photovoltaic | SUN | PV | 3 | 2014 |  |  | (OP) Operating | Providence
60621 | WED Portsmouth One, LLC | WED Portsmouth One, LLC | IPP Non-CHP | RI | 1.5 | 1.5 | 1.5 | Onshore Wind Turbine | WND | WT | 8 | 2016 |  |  | (OP) Operating | Newport
56769 | Consolidated Edison Development Inc. | CED Foster | IPP Non-CHP | RI | 2 | 2 | 2 | Solar Photovoltaic | SUN | PV | 12 | 2017 |  |  | (OP) Operating | Providence
61216 | WED Kingstown Solar I, LLC | WED Kingstown Solar I, LLC - West | IPP Non-CHP | RI | 1.5 | 1.5 | 1.5 | Solar Photovoltaic | SUN | PV | 12 | 2017 |  |  | (OP) Operating | Washington
61217 | WED Stilson Solar, LLC | WED Stilson Solar | IPP Non-CHP | RI | 2 | 2 | 2 | Solar Photovoltaic | SUN | PV | 12 | 2017 |  |  | (OP) Operating | Washington
61216 | WED Kingstown Solar I, LLC | WED Kingstown Solar I - East Array | IPP Non-CHP | RI | 3 | 3 | 3 | Solar Photovoltaic | SUN | PV | 12 | 2017 |  |  | (OP) Operating | Washington
61249 | Entropy Investment Management, LLC | Orbit Energy RI | IPP Non-CHP | RI | 3.2 | 3.2 | 3.2 | Other Waste Biomass | OBG | IC | 7 | 2017 |  |  | (SB) Standby/Backup: available for service but not normally used | Providence
4794 | City of Danville - (VA) | Danville New Design Plant | Electric Utility | VA | 1.8 | 1.2 | 1.2 | Petroleum Liquids | DFO | IC | 7 | 2005 |  |  | (OA) Out of service but expected to return to service in next calendar year | Danville City
4794 | City of Danville - (VA) | Danville Kentuck Road Plant | Electric Utility | VA | 1.8 | 1.2 | 1.2 | Petroleum Liquids | DFO | IC | 7 | 2005 |  |  | (OA) Out of service but expected to return to service in next calendar year | Pittsylvania
4794 | City of Danville - (VA) | Danville Westover Plant | Electric Utility | VA | 1.8 | 1.2 | 1.2 | Petroleum Liquids | DFO | IC | 7 | 2005 |  |  | (OA) Out of service but expected to return to service in next calendar year | Danville City
733 | Appalachian Power Co | Buck Hydro | Electric Utility | VA | 2.8 | 3 | 5.3 | Conventional Hydroelectric | WAT | HY | 1 | 1912 |  |  | (OP) Operating | Carroll
733 | Appalachian Power Co | Buck Hydro | Electric Utility | VA | 2.8 | 3 | 5.3 | Conventional Hydroelectric | WAT | HY | 1 | 1912 |  |  | (OP) Operating | Carroll
733 | Appalachian Power Co | Buck Hydro | Electric Utility | VA | 2.8 | 3 | 5.3 | Conventional Hydroelectric | WAT | HY | 1 | 1912 |  |  | (OP) Operating | Carroll
733 | Appalachian Power Co | Byllesby 2 | Electric Utility | VA | 5.4 | 7.9 | 4.4 | Conventional Hydroelectric | WAT | HY | 1 | 1912 |  |  | (OP) Operating | Carroll
733 | Appalachian Power Co | Byllesby 2 | Electric Utility | VA | 5.4 | 7.9 | 4.4 | Conventional Hydroelectric | WAT | HY | 1 | 1912 |  |  | (OP) Operating | Carroll
733 | Appalachian Power Co | Byllesby 2 | Electric Utility | VA | 5.4 | 7.9 | 4.4 | Conventional Hydroelectric | WAT | HY | 1 | 1912 |  |  | (OP) Operating | Carroll
733 | Appalachian Power Co | Byllesby 2 | Electric Utility | VA | 5.4 | 7.9 | 4.4 | Conventional Hydroelectric | WAT | HY | 1 | 1912 |  |  | (OP) Operating | Carroll
733 | Appalachian Power Co | Claytor | Electric Utility | VA | 18.7 | 14.7 | 28.2 | Conventional Hydroelectric | WAT | HY | 8 | 1939 |  |  | (OP) Operating | Pulaski
733 | Appalachian Power Co | Claytor | Electric Utility | VA | 18.7 | 14.7 | 28.2 | Conventional Hydroelectric | WAT | HY | 8 | 1939 |  |  | (OP) Operating | Pulaski
733 | Appalachian Power Co | Claytor | Electric Utility | VA | 18.7 | 14.7 | 28.2 | Conventional Hydroelectric | WAT | HY | 8 | 1939 |  |  | (OP) Operating | Pulaski
733 | Appalachian Power Co | Claytor | Electric Utility | VA | 18.7 | 14.7 | 28.2 | Conventional Hydroelectric | WAT | HY | 8 | 1939 |  |  | (OP) Operating | Pulaski
733 | Appalachian Power Co | Clinch River | Electric Utility | VA | 237.5 | 230 | 235 | Natural Gas Steam Turbine | NG | ST | 9 | 1958 |  |  | (OP) Operating | Russell
733 | Appalachian Power Co | Clinch River | Electric Utility | VA | 237.5 | 230 | 235 | Natural Gas Steam Turbine | NG | ST | 12 | 1958 |  |  | (OP) Operating | Russell
733 | Appalachian Power Co | Leesville | Electric Utility | VA | 20 | 25 | 25 | Conventional Hydroelectric | WAT | HY | 2 | 1964 |  |  | (OP) Operating | Pittsylvania
733 | Appalachian Power Co | Leesville | Electric Utility | VA | 20 | 25 | 25 | Conventional Hydroelectric | WAT | HY | 3 | 1964 |  |  | (OP) Operating | Pittsylvania
733 | Appalachian Power Co | Niagara | Electric Utility | VA | 2.4 | 0.6 | 1.4 | Conventional Hydroelectric | WAT | HY | 6 | 1954 |  |  | (OP) Operating | Roanoke
733 | Appalachian Power Co | Niagara | Electric Utility | VA | 1.2 | 1.2 | 1.2 | Conventional Hydroelectric | WAT | HY | 6 | 1954 |  |  | (OP) Operating | Roanoke
733 | Appalachian Power Co | Reusens | Electric Utility | VA | 2.5 | 2.5 | 2.5 | Conventional Hydroelectric | WAT | HY | 1 | 1903 |  |  | (OP) Operating | Campbell
733 | Appalachian Power Co | Reusens | Electric Utility | VA | 2.5 | 2.5 | 2.5 | Conventional Hydroelectric | WAT | HY | 1 | 1903 |  |  | (OP) Operating | Campbell
733 | Appalachian Power Co | Reusens | Electric Utility | VA | 2.5 | 2.5 | 2.5 | Conventional Hydroelectric | WAT | HY | 1 | 1903 |  |  | (OP) Operating | Campbell
733 | Appalachian Power Co | Reusens | Electric Utility | VA | 2.5 | 2.5 | 2.5 | Conventional Hydroelectric | WAT | HY | 1 | 1903 |  |  | (OP) Operating | Campbell
733 | Appalachian Power Co | Reusens | Electric Utility | VA | 2.5 | 2.5 | 2.5 | Conventional Hydroelectric | WAT | HY | 1 | 1903 |  |  | (OP) Operating | Campbell
733 | Appalachian Power Co | Smith Mountain | Electric Utility | VA | 66 | 66 | 66 | Hydroelectric Pumped Storage | WAT | PS | 12 | 1965 |  |  | (OP) Operating | Pittsylvania
733 | Appalachian Power Co | Smith Mountain | Electric Utility | VA | 150.1 | 174 | 174 | Conventional Hydroelectric | WAT | HY | 12 | 1965 |  |  | (OP) Operating | Pittsylvania
733 | Appalachian Power Co | Smith Mountain | Electric Utility | VA | 115.3 | 106 | 106 | Hydroelectric Pumped Storage | WAT | PS | 6 | 1980 |  |  | (OP) Operating | Pittsylvania
733 | Appalachian Power Co | Smith Mountain | Electric Utility | VA | 150.1 | 174 | 174 | Conventional Hydroelectric | WAT | HY | 2 | 1966 |  |  | (OP) Operating | Pittsylvania
733 | Appalachian Power Co | Smith Mountain | Electric Utility | VA | 66 | 66 | 66 | Hydroelectric Pumped Storage | WAT | PS | 2 | 1966 |  |  | (OP) Operating | Pittsylvania
59927 | PE Hydro Generation, LLC | Luray Hydro Station | IPP Non-CHP | VA | 0.6 | 0.4 | 0.6 | Conventional Hydroelectric | WAT | HY | 1 | 1927 |  |  | (OP) Operating | Page
59927 | PE Hydro Generation, LLC | Luray Hydro Station | IPP Non-CHP | VA | 0.4 | 0.3 | 0.4 | Conventional Hydroelectric | WAT | HY | 1 | 1927 |  |  | (OP) Operating | Page
59927 | PE Hydro Generation, LLC | Luray Hydro Station | IPP Non-CHP | VA | 0.6 | 0.4 | 0.6 | Conventional Hydroelectric | WAT | HY | 1 | 1927 |  |  | (OP) Operating | Page
59927 | PE Hydro Generation, LLC | Newport Hydro Station | IPP Non-CHP | VA | 0.4 | 0.3 | 0.4 | Conventional Hydroelectric | WAT | HY | 1 | 1923 |  |  | (OP) Operating | Page
59927 | PE Hydro Generation, LLC | Newport Hydro Station | IPP Non-CHP | VA | 0.4 | 0.5 | 0.5 | Conventional Hydroelectric | WAT | HY | 1 | 1923 |  |  | (OP) Operating | Page
59927 | PE Hydro Generation, LLC | Newport Hydro Station | IPP Non-CHP | VA | 0.6 | 0.5 | 0.6 | Conventional Hydroelectric | WAT | HY | 1 | 1923 |  |  | (OP) Operating | Page
19876 | Virginia Electric & Power Co | Bremo Bluff | Electric Utility | VA | 69 | 71 | 74 | Natural Gas Steam Turbine | NG | ST | 6 | 1950 |  |  | (OP) Operating | Fluvanna
19876 | Virginia Electric & Power Co | Bremo Bluff | Electric Utility | VA | 185.2 | 156 | 161 | Natural Gas Steam Turbine | NG | ST | 8 | 1958 |  |  | (OP) Operating | Fluvanna
19876 | Virginia Electric & Power Co | Chesterfield | Electric Utility | VA | 112.5 | 97.5 | 101.5 | Conventional Steam Coal | BIT | ST | 12 | 1952 |  |  | (OP) Operating | Chesterfield
19876 | Virginia Electric & Power Co | Chesterfield | Electric Utility | VA | 187.5 | 162.5 | 167.5 | Conventional Steam Coal | BIT | ST | 6 | 1960 |  |  | (OP) Operating | Chesterfield
19876 | Virginia Electric & Power Co | Chesterfield | Electric Utility | VA | 359 | 336 | 342 | Conventional Steam Coal | BIT | ST | 8 | 1964 |  |  | (OP) Operating | Chesterfield
19876 | Virginia Electric & Power Co | Chesterfield | Electric Utility | VA | 693.9 | 670 | 690 | Conventional Steam Coal | BIT | ST | 12 | 1969 |  |  | (OP) Operating | Chesterfield
19876 | Virginia Electric & Power Co | Chesterfield | Electric Utility | VA | 145 | 142 | 166 | Natural Gas Fired Combined Cycle | NG | CT | 6 | 1990 |  |  | (OP) Operating | Chesterfield
19876 | Virginia Electric & Power Co | Chesterfield | Electric Utility | VA | 148 | 140 | 175 | Natural Gas Fired Combined Cycle | NG | CT | 5 | 1992 |  |  | (OP) Operating | Chesterfield
19876 | Virginia Electric & Power Co | Chesterfield | Electric Utility | VA | 74.4 | 55 | 60 | Natural Gas Fired Combined Cycle | NG | CA | 6 | 1990 |  |  | (OP) Operating | Chesterfield
19876 | Virginia Electric & Power Co | Chesterfield | Electric Utility | VA | 79.2 | 60 | 61 | Natural Gas Fired Combined Cycle | NG | CA | 5 | 1992 |  |  | (OP) Operating | Chesterfield
19876 | Virginia Electric & Power Co | Cushaw | Electric Utility | VA | 1.5 | 0.4 | 0.4 | Conventional Hydroelectric | WAT | HY | 1 | 1930 |  |  | (OP) Operating | Amherst
19876 | Virginia Electric & Power Co | Cushaw | Electric Utility | VA | 1.5 | 0.4 | 0.4 | Conventional Hydroelectric | WAT | HY | 1 | 1930 |  |  | (OP) Operating | Amherst
19876 | Virginia Electric & Power Co | Cushaw | Electric Utility | VA | 1.5 | 0.4 | 0.4 | Conventional Hydroelectric | WAT | HY | 1 | 1930 |  |  | (OP) Operating | Amherst
19876 | Virginia Electric & Power Co | Cushaw | Electric Utility | VA | 1.5 | 0.4 | 0.4 | Conventional Hydroelectric | WAT | HY | 1 | 1930 |  |  | (OP) Operating | Amherst
19876 | Virginia Electric & Power Co | Cushaw | Electric Utility | VA | 1.5 | 0.4 | 0.4 | Conventional Hydroelectric | WAT | HY | 1 | 1930 |  |  | (OP) Operating | Amherst
19876 | Virginia Electric & Power Co | Low Moor | Electric Utility | VA | 20.7 | 12 | 17 | Petroleum Liquids | DFO | GT | 7 | 1971 |  |  | (OP) Operating | Alleghany
19876 | Virginia Electric & Power Co | Low Moor | Electric Utility | VA | 20.7 | 12 | 16 | Petroleum Liquids | DFO | GT | 7 | 1971 |  |  | (OP) Operating | Alleghany
19876 | Virginia Electric & Power Co | Low Moor | Electric Utility | VA | 20.7 | 12 | 15 | Petroleum Liquids | DFO | GT | 8 | 1971 |  |  | (OP) Operating | Alleghany
19876 | Virginia Electric & Power Co | Low Moor | Electric Utility | VA | 20.7 | 12 | 17 | Petroleum Liquids | DFO | GT | 8 | 1971 |  |  | (OP) Operating | Alleghany
19876 | Virginia Electric & Power Co | Northern Neck | Electric Utility | VA | 20.7 | 12 | 18 | Petroleum Liquids | DFO | GT | 7 | 1971 |  |  | (OP) Operating | Richmond
19876 | Virginia Electric & Power Co | Northern Neck | Electric Utility | VA | 20.7 | 11 | 17 | Petroleum Liquids | DFO | GT | 8 | 1971 |  |  | (OP) Operating | Richmond
19876 | Virginia Electric & Power Co | Northern Neck | Electric Utility | VA | 20.7 | 12 | 17 | Petroleum Liquids | DFO | GT | 7 | 1971 |  |  | (OP) Operating | Richmond
19876 | Virginia Electric & Power Co | Northern Neck | Electric Utility | VA | 20.7 | 12 | 18 | Petroleum Liquids | DFO | GT | 8 | 1971 |  |  | (OP) Operating | Richmond
19876 | Virginia Electric & Power Co | Chesapeake | Electric Utility | VA | 16.3 | 12 | 16 | Petroleum Liquids | DFO | GT | 7 | 1969 |  |  | (OP) Operating | Chesapeake City
19876 | Virginia Electric & Power Co | Chesapeake | Electric Utility | VA | 18.5 | 15 | 20 | Petroleum Liquids | DFO | GT | 12 | 1967 |  |  | (OP) Operating | Chesapeake City
19876 | Virginia Electric & Power Co | Chesapeake | Electric Utility | VA | 16.3 | 12 | 17 | Petroleum Liquids | DFO | GT | 3 | 1969 |  |  | (OP) Operating | Chesapeake City
19876 | Virginia Electric & Power Co | Chesapeake | Electric Utility | VA | 16.3 | 12 | 16 | Petroleum Liquids | DFO | GT | 5 | 1969 |  |  | (OP) Operating | Chesapeake City
19876 | Virginia Electric & Power Co | Possum Point | Electric Utility | VA | 113.6 | 96 | 100 | Natural Gas Steam Turbine | NG | ST | 6 | 1955 |  |  | (OP) Operating | Prince William
19876 | Virginia Electric & Power Co | Possum Point | Electric Utility | VA | 239.3 | 220 | 225 | Natural Gas Steam Turbine | NG | ST | 4 | 1962 |  |  | (OP) Operating | Prince William
19876 | Virginia Electric & Power Co | Possum Point | Electric Utility | VA | 882 | 786 | 805 | Petroleum Liquids | RFO | ST | 6 | 1975 |  |  | (OP) Operating | Prince William
19876 | Virginia Electric & Power Co | Possum Point | Electric Utility | VA | 174 | 148.5 | 176.5 | Natural Gas Fired Combined Cycle | NG | CT | 7 | 2003 |  |  | (OP) Operating | Prince William
19876 | Virginia Electric & Power Co | Possum Point | Electric Utility | VA | 174 | 148.5 | 176.5 | Natural Gas Fired Combined Cycle | NG | CT | 7 | 2003 |  |  | (OP) Operating | Prince William
19876 | Virginia Electric & Power Co | Possum Point | Electric Utility | VA | 265 | 262 | 262 | Natural Gas Fired Combined Cycle | NG | CA | 7 | 2003 |  |  | (OP) Operating | Prince William
19876 | Virginia Electric & Power Co | Possum Point | Electric Utility | VA | 16 | 12 | 19 | Petroleum Liquids | DFO | GT | 5 | 1968 |  |  | (OP) Operating | Prince William
19876 | Virginia Electric & Power Co | Possum Point | Electric Utility | VA | 16 | 12 | 17 | Petroleum Liquids | DFO | GT | 5 | 1968 |  |  | (OP) Operating | Prince William
19876 | Virginia Electric & Power Co | Possum Point | Electric Utility | VA | 16 | 12 | 16 | Petroleum Liquids | DFO | GT | 5 | 1968 |  |  | (OP) Operating | Prince William
19876 | Virginia Electric & Power Co | Possum Point | Electric Utility | VA | 16 | 12 | 18 | Petroleum Liquids | DFO | GT | 5 | 1968 |  |  | (OP) Operating | Prince William
19876 | Virginia Electric & Power Co | Possum Point | Electric Utility | VA | 16 | 12 | 17 | Petroleum Liquids | DFO | GT | 5 | 1968 |  |  | (OP) Operating | Prince William
19876 | Virginia Electric & Power Co | Possum Point | Electric Utility | VA | 16 | 12 | 19 | Petroleum Liquids | DFO | GT | 5 | 1968 |  |  | (OP) Operating | Prince William
19876 | Virginia Electric & Power Co | Surry | Electric Utility | VA | 847.5 | 838 | 875 | Nuclear | NUC | ST | 12 | 1972 |  |  | (OP) Operating | Surry
19876 | Virginia Electric & Power Co | Surry | Electric Utility | VA | 847.5 | 838 | 875 | Nuclear | NUC | ST | 5 | 1973 |  |  | (OP) Operating | Surry
19876 | Virginia Electric & Power Co | Yorktown | Electric Utility | VA | 187.5 | 159 | 162 | Conventional Steam Coal | BIT | ST | 7 | 1957 | 5 | 2019 | (OP) Operating | York
19876 | Virginia Electric & Power Co | Yorktown | Electric Utility | VA | 187.5 | 164 | 165 | Conventional Steam Coal | BIT | ST | 1 | 1959 | 5 | 2018 | (OP) Operating | York
19876 | Virginia Electric & Power Co | Yorktown | Electric Utility | VA | 882 | 790 | 792 | Petroleum Liquids | RFO | ST | 12 | 1974 |  |  | (OP) Operating | York
1456 | Town of Bedford - (VA) | Snowden | Electric Utility | VA | 2.5 | 2.5 | 2.5 | Conventional Hydroelectric | WAT | HY | 8 | 1987 |  |  | (OP) Operating | Bedford
1456 | Town of Bedford - (VA) | Snowden | Electric Utility | VA | 2.5 | 2.5 | 2.5 | Conventional Hydroelectric | WAT | HY | 8 | 1987 |  |  | (OP) Operating | Bedford
4794 | City of Danville - (VA) | Pinnacles | Electric Utility | VA | 3.7 | 3.5 | 3.5 | Conventional Hydroelectric | WAT | HY | 6 | 1938 |  |  | (OP) Operating | Patrick
4794 | City of Danville - (VA) | Pinnacles | Electric Utility | VA | 3.7 | 3.5 | 3.5 | Conventional Hydroelectric | WAT | HY | 6 | 1938 |  |  | (OP) Operating | Patrick
4794 | City of Danville - (VA) | Pinnacles | Electric Utility | VA | 3.7 | 3.5 | 3.5 | Conventional Hydroelectric | WAT | HY | 6 | 1938 |  |  | (OP) Operating | Patrick
11770 | City of Martinsville - (VA) | Martinsville | Electric Utility | VA | 0.3 | 0.3 | 0.3 | Conventional Hydroelectric | WAT | HY | 5 | 1932 |  |  | (OP) Operating | Henry
11770 | City of Martinsville - (VA) | Martinsville | Electric Utility | VA | 1 | 0.9 | 0.9 | Conventional Hydroelectric | WAT | HY | 5 | 1932 |  |  | (OP) Operating | Henry
18574 | USCE-Wilmington District | John H Kerr | Electric Utility | VA | 13.8 | 13.8 | 13.8 | Conventional Hydroelectric | WAT | HY | 12 | 1952 |  |  | (OP) Operating | Mecklenburg
18574 | USCE-Wilmington District | John H Kerr | Electric Utility | VA | 46.8 | 46.8 | 46.8 | Conventional Hydroelectric | WAT | HY | 11 | 1952 |  |  | (OP) Operating | Mecklenburg
18574 | USCE-Wilmington District | John H Kerr | Electric Utility | VA | 46.8 | 46.8 | 46.8 | Conventional Hydroelectric | WAT | HY | 1 | 1953 |  |  | (OP) Operating | Mecklenburg
18574 | USCE-Wilmington District | John H Kerr | Electric Utility | VA | 46.8 | 46.8 | 46.8 | Conventional Hydroelectric | WAT | HY | 3 | 1953 |  |  | (OP) Operating | Mecklenburg
18574 | USCE-Wilmington District | John H Kerr | Electric Utility | VA | 46.8 | 46.8 | 46.8 | Conventional Hydroelectric | WAT | HY | 9 | 1953 |  |  | (OP) Operating | Mecklenburg
18574 | USCE-Wilmington District | John H Kerr | Electric Utility | VA | 46.8 | 46.8 | 46.8 | Conventional Hydroelectric | WAT | HY | 10 | 1953 |  |  | (OP) Operating | Mecklenburg
18574 | USCE-Wilmington District | John H Kerr | Electric Utility | VA | 46.8 | 46.8 | 46.8 | Conventional Hydroelectric | WAT | HY | 12 | 1953 |  |  | (OP) Operating | Mecklenburg
18574 | USCE-Wilmington District | John H Kerr | Electric Utility | VA | 1.1 | 1 | 1 | Conventional Hydroelectric | WAT | HY | 12 | 2008 |  |  | (OP) Operating | Mecklenburg
18574 | USCE-Wilmington District | John H Kerr | Electric Utility | VA | 1.1 | 1 | 1 | Conventional Hydroelectric | WAT | HY | 8 | 2008 |  |  | (OP) Operating | Mecklenburg
18574 | USCE-Wilmington District | Philpott Lake | Electric Utility | VA | 6.7 | 7.5 | 7.5 | Conventional Hydroelectric | WAT | HY | 8 | 1953 |  |  | (OP) Operating | Henry
18574 | USCE-Wilmington District | Philpott Lake | Electric Utility | VA | 6.7 | 7.5 | 7.5 | Conventional Hydroelectric | WAT | HY | 8 | 1953 |  |  | (OP) Operating | Henry
18574 | USCE-Wilmington District | Philpott Lake | Electric Utility | VA | 0.6 | 0.6 | 0.6 | Conventional Hydroelectric | WAT | HY | 8 | 1953 |  |  | (OP) Operating | Henry
19876 | Virginia Electric & Power Co | Bath County | Electric Utility | VA | 477 | 500 | 500 | Hydroelectric Pumped Storage | WAT | PS | 12 | 1985 |  |  | (OP) Operating | Bath
19876 | Virginia Electric & Power Co | Bath County | Electric Utility | VA | 477 | 500 | 500 | Hydroelectric Pumped Storage | WAT | PS | 12 | 1985 |  |  | (OP) Operating | Bath
19876 | Virginia Electric & Power Co | Bath County | Electric Utility | VA | 477 | 502 | 502 | Hydroelectric Pumped Storage | WAT | PS | 12 | 1985 |  |  | (OP) Operating | Bath
19876 | Virginia Electric & Power Co | Bath County | Electric Utility | VA | 477 | 500 | 500 | Hydroelectric Pumped Storage | WAT | PS | 12 | 1985 |  |  | (OP) Operating | Bath
19876 | Virginia Electric & Power Co | Bath County | Electric Utility | VA | 477 | 501 | 501 | Hydroelectric Pumped Storage | WAT | PS | 12 | 1985 |  |  | (OP) Operating | Bath
19876 | Virginia Electric & Power Co | Bath County | Electric Utility | VA | 477 | 500 | 500 | Hydroelectric Pumped Storage | WAT | PS | 12 | 1985 |  |  | (OP) Operating | Bath
19876 | Virginia Electric & Power Co | North Anna | Electric Utility | VA | 979.7 | 948 | 982 | Nuclear | NUC | ST | 6 | 1978 |  |  | (OP) Operating | Louisa
19876 | Virginia Electric & Power Co | North Anna | Electric Utility | VA | 979.7 | 944 | 976 | Nuclear | NUC | ST | 12 | 1980 |  |  | (OP) Operating | Louisa
19876 | Virginia Electric & Power Co | North Anna | Electric Utility | VA | 1 | 1 | 1 | Conventional Hydroelectric | WAT | HY | 12 | 1987 |  |  | (OP) Operating | Louisa
19876 | Virginia Electric & Power Co | Gravel Neck | Electric Utility | VA | 16.3 | 12 | 15 | Petroleum Liquids | DFO | GT | 8 | 1970 |  |  | (OP) Operating | Surry
19876 | Virginia Electric & Power Co | Gravel Neck | Electric Utility | VA | 23.8 | 16 | 23 | Petroleum Liquids | DFO | GT | 12 | 1970 |  |  | (OP) Operating | Surry
19876 | Virginia Electric & Power Co | Gravel Neck | Electric Utility | VA | 91.9 | 85 | 98 | Natural Gas Fired Combustion Turbine | NG | GT | 10 | 1989 |  |  | (OP) Operating | Surry
19876 | Virginia Electric & Power Co | Gravel Neck | Electric Utility | VA | 91.9 | 85 | 97 | Natural Gas Fired Combustion Turbine | NG | GT | 7 | 1989 |  |  | (OP) Operating | Surry
19876 | Virginia Electric & Power Co | Gravel Neck | Electric Utility | VA | 91.9 | 85 | 98 | Natural Gas Fired Combustion Turbine | NG | GT | 7 | 1989 |  |  | (OP) Operating | Surry
19876 | Virginia Electric & Power Co | Gravel Neck | Electric Utility | VA | 91.9 | 85 | 97 | Natural Gas Fired Combustion Turbine | NG | GT | 11 | 1989 |  |  | (OP) Operating | Surry
19876 | Virginia Electric & Power Co | Darbytown | Electric Utility | VA | 92.1 | 84 | 98 | Natural Gas Fired Combustion Turbine | NG | GT | 5 | 1990 |  |  | (OP) Operating | Henrico
19876 | Virginia Electric & Power Co | Darbytown | Electric Utility | VA | 92.1 | 84 | 97 | Natural Gas Fired Combustion Turbine | NG | GT | 5 | 1990 |  |  | (OP) Operating | Henrico
19876 | Virginia Electric & Power Co | Darbytown | Electric Utility | VA | 92.1 | 84 | 95 | Natural Gas Fired Combustion Turbine | NG | GT | 4 | 1990 |  |  | (OP) Operating | Henrico
19876 | Virginia Electric & Power Co | Darbytown | Electric Utility | VA | 92.1 | 84 | 97 | Natural Gas Fired Combustion Turbine | NG | GT | 4 | 1990 |  |  | (OP) Operating | Henrico
19876 | Virginia Electric & Power Co | Clover | Electric Utility | VA | 424 | 440 | 443 | Conventional Steam Coal | BIT | ST | 10 | 1995 |  |  | (OP) Operating | Halifax
19876 | Virginia Electric & Power Co | Clover | Electric Utility | VA | 424 | 437 | 438 | Conventional Steam Coal | BIT | ST | 3 | 1996 |  |  | (OP) Operating | Halifax
11560 | City of Manassas - (VA) | Church Street Plant | Electric Utility | VA | 1 | 0.8 | 0.8 | Petroleum Liquids | DFO | IC | 10 | 1979 | 10 | 2018 | (OP) Operating | Prince William
11560 | City of Manassas - (VA) | Church Street Plant | Electric Utility | VA | 1 | 0.8 | 0.8 | Petroleum Liquids | DFO | IC | 10 | 1979 | 10 | 2018 | (OP) Operating | Prince William
11560 | City of Manassas - (VA) | Church Street Plant | Electric Utility | VA | 1.1 | 1 | 1 | Petroleum Liquids | DFO | IC | 6 | 1996 |  |  | (OP) Operating | Prince William
11560 | City of Manassas - (VA) | Church Street Plant | Electric Utility | VA | 1 | 1 | 1 | Petroleum Liquids | DFO | IC | 10 | 1979 | 10 | 2018 | (OP) Operating | Prince William
11560 | City of Manassas - (VA) | Church Street Plant | Electric Utility | VA | 1.6 | 1.5 | 1.5 | Petroleum Liquids | DFO | IC | 2 | 1987 |  |  | (OP) Operating | Prince William
11560 | City of Manassas - (VA) | Church Street Plant | Electric Utility | VA | 1.6 | 1.5 | 1.5 | Petroleum Liquids | DFO | IC | 2 | 1987 |  |  | (OP) Operating | Prince William
11560 | City of Manassas - (VA) | Godwin Drive Plant | Electric Utility | VA | 1.5 | 1.5 | 1.5 | Petroleum Liquids | DFO | IC | 11 | 1992 |  |  | (OP) Operating | Prince William
11560 | City of Manassas - (VA) | Godwin Drive Plant | Electric Utility | VA | 1.6 | 1.5 | 1.5 | Petroleum Liquids | DFO | IC | 5 | 1990 |  |  | (OP) Operating | Prince William
11560 | City of Manassas - (VA) | Godwin Drive Plant | Electric Utility | VA | 1.6 | 1.5 | 1.5 | Petroleum Liquids | DFO | IC | 5 | 1990 |  |  | (OP) Operating | Prince William
11560 | City of Manassas - (VA) | Godwin Drive Plant | Electric Utility | VA | 1.6 | 1.5 | 1.5 | Petroleum Liquids | DFO | IC | 11 | 1992 |  |  | (OP) Operating | Prince William
11560 | City of Manassas - (VA) | VMEA 1 Credit Gen | Electric Utility | VA | 1.6 | 1.5 | 1.5 | Petroleum Liquids | DFO | IC | 5 | 1990 |  |  | (OP) Operating | Prince William
11560 | City of Manassas - (VA) | VMEA 1 Credit Gen | Electric Utility | VA | 1.6 | 1.5 | 1.5 | Petroleum Liquids | DFO | IC | 5 | 1990 |  |  | (OP) Operating | Prince William
11560 | City of Manassas - (VA) | VMEA 1 Credit Gen | Electric Utility | VA | 1.6 | 1.5 | 1.5 | Petroleum Liquids | DFO | IC | 5 | 1990 |  |  | (OP) Operating | Prince William
11560 | City of Manassas - (VA) | VMEA 1 Credit Gen | Electric Utility | VA | 1.6 | 1.5 | 1.5 | Petroleum Liquids | DFO | IC | 5 | 1990 |  |  | (OP) Operating | Prince William
11560 | City of Manassas - (VA) | VMEA 1 Credit Gen | Electric Utility | VA | 1.6 | 1.5 | 1.5 | Petroleum Liquids | DFO | IC | 5 | 1990 |  |  | (OP) Operating | Prince William
11560 | City of Manassas - (VA) | VMEA 1 Credit Gen | Electric Utility | VA | 1.6 | 1.5 | 1.5 | Petroleum Liquids | DFO | IC | 5 | 1990 |  |  | (OP) Operating | Prince William
11560 | City of Manassas - (VA) | VMEA 1 Credit Gen | Electric Utility | VA | 1.6 | 1.5 | 1.5 | Petroleum Liquids | DFO | IC | 5 | 1990 |  |  | (OP) Operating | Prince William
11560 | City of Manassas - (VA) | VMEA 1 Credit Gen | Electric Utility | VA | 2 | 1.8 | 1.8 | Petroleum Liquids | DFO | IC | 4 | 2009 |  |  | (OP) Operating | Prince William
11560 | City of Manassas - (VA) | VMEA Peaking Gen | Electric Utility | VA | 1.6 | 1.5 | 1.5 | Petroleum Liquids | DFO | IC | 11 | 1992 |  |  | (OP) Operating | Prince William
11560 | City of Manassas - (VA) | VMEA Peaking Gen | Electric Utility | VA | 1.6 | 1.5 | 1.5 | Petroleum Liquids | DFO | IC | 7 | 1993 |  |  | (OP) Operating | Prince William
11560 | City of Manassas - (VA) | VMEA Peaking Gen | Electric Utility | VA | 1.6 | 1.5 | 1.5 | Petroleum Liquids | DFO | IC | 7 | 1993 |  |  | (OP) Operating | Prince William
11560 | City of Manassas - (VA) | VMEA Peaking Gen | Electric Utility | VA | 1.6 | 1.5 | 1.5 | Petroleum Liquids | DFO | IC | 11 | 1992 |  |  | (OP) Operating | Prince William
11560 | City of Manassas - (VA) | Dominion/Lo Mar | Electric Utility | VA | 12 | 9 | 9 | Petroleum Liquids | DFO | GT | 8 | 1997 |  |  | (OP) Operating | Prince William
11560 | City of Manassas - (VA) | Dominion/Lo Mar | Electric Utility | VA | 1.8 | 1.7 | 1.7 | Petroleum Liquids | DFO | IC | 8 | 1997 |  |  | (OP) Operating | Prince William
11560 | City of Manassas - (VA) | Dominion/Lo Mar | Electric Utility | VA | 1.8 | 1.7 | 1.7 | Petroleum Liquids | DFO | IC | 8 | 1997 |  |  | (OP) Operating | Prince William
11560 | City of Manassas - (VA) | Dominion/Lo Mar | Electric Utility | VA | 1.8 | 1.7 | 1.7 | Petroleum Liquids | DFO | IC | 8 | 1997 |  |  | (OP) Operating | Prince William
11560 | City of Manassas - (VA) | Dominion/Lo Mar | Electric Utility | VA | 1.8 | 1.7 | 1.7 | Petroleum Liquids | DFO | IC | 8 | 1997 |  |  | (OP) Operating | Prince William
11560 | City of Manassas - (VA) | Gateway Gen | Electric Utility | VA | 1.8 | 1.7 | 1.7 | Petroleum Liquids | DFO | IC | 3 | 1996 |  |  | (OP) Operating | Prince William
11560 | City of Manassas - (VA) | Gateway Gen | Electric Utility | VA | 1.8 | 1.7 | 1.7 | Petroleum Liquids | DFO | IC | 6 | 2009 |  |  | (OP) Operating | Prince William
40229 | Old Dominion Electric Coop | Marsh Run Generation Facility | Electric Utility | VA | 171.1 | 161 | 187 | Natural Gas Fired Combustion Turbine | NG | GT | 9 | 2004 |  |  | (OP) Operating | Fauquier
40229 | Old Dominion Electric Coop | Marsh Run Generation Facility | Electric Utility | VA | 171.1 | 159.3 | 187 | Natural Gas Fired Combustion Turbine | NG | GT | 9 | 2004 |  |  | (OP) Operating | Fauquier
40229 | Old Dominion Electric Coop | Marsh Run Generation Facility | Electric Utility | VA | 171.1 | 161 | 187 | Natural Gas Fired Combustion Turbine | NG | GT | 9 | 2004 |  |  | (OP) Operating | Fauquier
40229 | Old Dominion Electric Coop | Louisa Generation Facility | Electric Utility | VA | 84.5 | 76.5 | 92 | Natural Gas Fired Combustion Turbine | NG | GT | 8 | 2003 |  |  | (OP) Operating | Louisa
40229 | Old Dominion Electric Coop | Louisa Generation Facility | Electric Utility | VA | 84.5 | 77 | 92 | Natural Gas Fired Combustion Turbine | NG | GT | 8 | 2003 |  |  | (OP) Operating | Louisa
40229 | Old Dominion Electric Coop | Louisa Generation Facility | Electric Utility | VA | 84.5 | 77.3 | 92 | Natural Gas Fired Combustion Turbine | NG | GT | 8 | 2003 |  |  | (OP) Operating | Louisa
40229 | Old Dominion Electric Coop | Louisa Generation Facility | Electric Utility | VA | 84.5 | 77.2 | 92 | Natural Gas Fired Combustion Turbine | NG | GT | 8 | 2003 |  |  | (OP) Operating | Louisa
40229 | Old Dominion Electric Coop | Louisa Generation Facility | Electric Utility | VA | 171.1 | 158 | 187 | Natural Gas Fired Combustion Turbine | NG | GT | 8 | 2003 |  |  | (OP) Operating | Louisa
19876 | Virginia Electric & Power Co | Remington | Electric Utility | VA | 178.5 | 153 | 187 | Natural Gas Fired Combustion Turbine | NG | GT | 6 | 2000 |  |  | (OP) Operating | Fauquier
19876 | Virginia Electric & Power Co | Remington | Electric Utility | VA | 170 | 151 | 187 | Natural Gas Fired Combustion Turbine | NG | GT | 6 | 2000 |  |  | (OP) Operating | Fauquier
19876 | Virginia Electric & Power Co | Remington | Electric Utility | VA | 178.5 | 152 | 187 | Natural Gas Fired Combustion Turbine | NG | GT | 7 | 2000 |  |  | (OP) Operating | Fauquier
19876 | Virginia Electric & Power Co | Remington | Electric Utility | VA | 178.5 | 152 | 187 | Natural Gas Fired Combustion Turbine | NG | GT | 7 | 2000 |  |  | (OP) Operating | Fauquier
19876 | Virginia Electric & Power Co | Ladysmith | Electric Utility | VA | 178.5 | 151 | 183 | Natural Gas Fired Combustion Turbine | NG | GT | 5 | 2001 |  |  | (OP) Operating | Caroline
19876 | Virginia Electric & Power Co | Ladysmith | Electric Utility | VA | 178.5 | 151 | 183 | Natural Gas Fired Combustion Turbine | NG | GT | 5 | 2001 |  |  | (OP) Operating | Caroline
19876 | Virginia Electric & Power Co | Ladysmith | Electric Utility | VA | 178.5 | 161 | 183 | Natural Gas Fired Combustion Turbine | NG | GT | 6 | 2008 |  |  | (OP) Operating | Caroline
19876 | Virginia Electric & Power Co | Ladysmith | Electric Utility | VA | 178.5 | 160 | 183 | Natural Gas Fired Combustion Turbine | NG | GT | 6 | 2008 |  |  | (OP) Operating | Caroline
19876 | Virginia Electric & Power Co | Ladysmith | Electric Utility | VA | 178.5 | 160 | 183 | Natural Gas Fired Combustion Turbine | NG | GT | 4 | 2009 |  |  | (OP) Operating | Caroline
17465 | WestRock-West Point Mill | WestRock-West Point Mill | Industrial CHP | VA | 10 | 10 | 10 | Wood/Wood Waste Biomass | BLQ | ST | 10 | 1960 |  |  | (OP) Operating | King William
17465 | WestRock-West Point Mill | WestRock-West Point Mill | Industrial CHP | VA | 25 | 25 | 25 | Wood/Wood Waste Biomass | BLQ | ST | 12 | 1968 |  |  | (OP) Operating | King William
17465 | WestRock-West Point Mill | WestRock-West Point Mill | Industrial CHP | VA | 15 | 15 | 15 | Wood/Wood Waste Biomass | BLQ | ST | 8 | 1977 |  |  | (OP) Operating | King William
17465 | WestRock-West Point Mill | WestRock-West Point Mill | Industrial CHP | VA | 46 | 46 | 46 | Wood/Wood Waste Biomass | BLQ | ST | 10 | 1985 |  |  | (OP) Operating | King William
756 | Appomattox River Associates LP | Brasfield | IPP Non-CHP | VA | 2.9 | 2.9 | 2.9 | Conventional Hydroelectric | WAT | HY | 9 | 1993 |  |  | (OP) Operating | Chesterfield
61138 | City Point Energy Center | James River Genco LLC | IPP CHP | VA | 57.4 | 46.3 | 46.3 | Conventional Steam Coal | BIT | ST | 1 | 1988 | 12 | 2019 | (OP) Operating | Hopewell City
61138 | City Point Energy Center | James River Genco LLC | IPP CHP | VA | 57.4 | 46.3 | 46.3 | Conventional Steam Coal | BIT | ST | 1 | 1988 | 12 | 2019 | (OP) Operating | Hopewell City
19091 | GDF Suez NA - Hopewell | Hopewell Cogeneration | IPP CHP | VA | 101 | 94.1 | 101 | Natural Gas Fired Combined Cycle | NG | CT | 1 | 1990 |  |  | (OP) Operating | Prince George
19091 | GDF Suez NA - Hopewell | Hopewell Cogeneration | IPP CHP | VA | 101 | 94.1 | 101 | Natural Gas Fired Combined Cycle | NG | CT | 2 | 1990 |  |  | (OP) Operating | Prince George
19091 | GDF Suez NA - Hopewell | Hopewell Cogeneration | IPP CHP | VA | 101 | 94.1 | 101 | Natural Gas Fired Combined Cycle | NG | CT | 3 | 1990 |  |  | (OP) Operating | Prince George
19091 | GDF Suez NA - Hopewell | Hopewell Cogeneration | IPP CHP | VA | 96 | 96 | 96 | Natural Gas Fired Combined Cycle | NG | CA | 3 | 1990 |  |  | (OP) Operating | Prince George
19876 | Virginia Electric & Power Co | Hopewell Power Station | Electric Utility | VA | 71.1 | 51 | 51 | Wood/Wood Waste Biomass | WDS | ST | 7 | 1992 |  |  | (OP) Operating | Hopewell City
19876 | Virginia Electric & Power Co | Altavista Power Station | Electric Utility | VA | 71.1 | 51 | 51 | Wood/Wood Waste Biomass | WDS | ST | 2 | 1992 |  |  | (OP) Operating | Campbell
19876 | Virginia Electric & Power Co | Southampton Power Station | Electric Utility | VA | 71.1 | 51 | 51 | Wood/Wood Waste Biomass | WDS | ST | 3 | 1992 |  |  | (OP) Operating | Southampton
782 | Aquenergy Systems Inc | Fries Hydroelectric Project | IPP Non-CHP | VA | 2 | 2 | 2 | Conventional Hydroelectric | WAT | HY | 1 | 1933 |  |  | (OP) Operating | Grayson
782 | Aquenergy Systems Inc | Fries Hydroelectric Project | IPP Non-CHP | VA | 0.8 | 0.8 | 0.7 | Conventional Hydroelectric | WAT | HY | 1 | 1933 |  |  | (OP) Operating | Grayson
782 | Aquenergy Systems Inc | Fries Hydroelectric Project | IPP Non-CHP | VA | 0.2 | 0.2 | 0.2 | Conventional Hydroelectric | WAT | HY | 1 | 1933 |  |  | (OP) Operating | Grayson
782 | Aquenergy Systems Inc | Fries Hydroelectric Project | IPP Non-CHP | VA | 2.4 | 2 | 2 | Conventional Hydroelectric | WAT | HY | 1 | 1981 |  |  | (OP) Operating | Grayson
56840 | Emporia Hydro Power LP | Emporia | IPP Non-CHP | VA | 2 | 2 | 2 | Conventional Hydroelectric | WAT | HY | 1 | 1986 |  |  | (OP) Operating | Greensville
56840 | Emporia Hydro Power LP | Emporia | IPP Non-CHP | VA | 0.5 | 0.5 | 0.5 | Conventional Hydroelectric | WAT | HY | 1 | 1986 |  |  | (OP) Operating | Greensville
56843 | Banister Hydro LP | Halifax | IPP Non-CHP | VA | 0.8 | 0.8 | 0.8 | Conventional Hydroelectric | WAT | HY | 1 | 1915 |  |  | (OP) Operating | Halifax
56843 | Banister Hydro LP | Halifax | IPP Non-CHP | VA | 0.4 | 0.4 | 0.4 | Conventional Hydroelectric | WAT | HY | 1 | 1915 |  |  | (OP) Operating | Halifax
56843 | Banister Hydro LP | Halifax | IPP Non-CHP | VA | 0.4 | 0.4 | 0.4 | Conventional Hydroelectric | WAT | HY | 1 | 1915 |  |  | (OP) Operating | Halifax
14465 | Park 500 Philip Morris USA | Park 500 Philip Morris USA | Industrial CHP | VA | 13 | 10.5 | 11.5 | Natural Gas Steam Turbine | NG | ST | 9 | 1983 |  |  | (OP) Operating | Chesterfield
7167 | GP Big Island LLC | Georgia-Pacific Big Island | Industrial CHP | VA | 0.2 | 0.2 | 0.2 | Conventional Hydroelectric | WAT | HY | 6 | 1920 |  |  | (OP) Operating | Bedford
7167 | GP Big Island LLC | Georgia-Pacific Big Island | Industrial CHP | VA | 0.2 | 0.2 | 0.2 | Conventional Hydroelectric | WAT | HY | 6 | 1920 |  |  | (OP) Operating | Bedford
7167 | GP Big Island LLC | Georgia-Pacific Big Island | Industrial CHP | VA | 7.5 | 6.5 | 7 | Wood/Wood Waste Biomass | WDS | ST | 6 | 1965 |  |  | (OP) Operating | Bedford
4425 | Covanta Fairfax Inc | Covanta Fairfax Energy | IPP Non-CHP | VA | 62 | 49 | 49 | Municipal Solid Waste | MSW | ST | 3 | 1990 |  |  | (OP) Operating | Fairfax
4425 | Covanta Fairfax Inc | Covanta Fairfax Energy | IPP Non-CHP | VA | 62 | 49 | 49 | Municipal Solid Waste | MSW | ST | 3 | 1990 |  |  | (OP) Operating | Fairfax
4496 | Covanta Alexandria/Arlington | Covanta Alexandria/Arlington Energy | Commercial Non-CHP | VA | 14.5 | 14.5 | 14.5 | Municipal Solid Waste | MSW | ST | 10 | 1987 |  |  | (OP) Operating | Alexandria City
4496 | Covanta Alexandria/Arlington | Covanta Alexandria/Arlington Energy | Commercial Non-CHP | VA | 14.5 | 14.5 | 14.5 | Municipal Solid Waste | MSW | ST | 10 | 1987 |  |  | (OP) Operating | Alexandria City
18147 | RockTenn-Hopewell | Hopewell Mill | Industrial CHP | VA | 47.6 | 40.7 | 40.7 | Wood/Wood Waste Biomass | BLQ | ST | 12 | 1980 |  |  | (OP) Operating | Hopewell City
20508 | WestRock Corp | Covington Facility | Industrial CHP | VA | 10.5 | 10.5 | 10.5 | Conventional Steam Coal | BIT | ST | 1 | 1951 |  |  | (OP) Operating | Covington City
20508 | WestRock Corp | Covington Facility | Industrial CHP | VA | 34 | 32.5 | 32.5 | Wood/Wood Waste Biomass | BLQ | ST | 9 | 1980 |  |  | (OP) Operating | Covington City
20508 | WestRock Corp | Covington Facility | Industrial CHP | VA | 34 | 32.5 | 32.5 | Conventional Steam Coal | BIT | ST | 9 | 1989 |  |  | (OP) Operating | Covington City
20508 | WestRock Corp | Covington Facility | Industrial CHP | VA | 82.4 | 81 | 82.4 | Wood/Wood Waste Biomass | WDS | ST | 11 | 2013 |  |  | (OP) Operating | Covington City
19876 | Virginia Electric & Power Co | Bellmeade Power Station | Electric Utility | VA | 110 | 95 | 95 | Natural Gas Fired Combined Cycle | NG | CT | 2 | 1997 |  |  | (OP) Operating | Richmond City
19876 | Virginia Electric & Power Co | Bellmeade Power Station | Electric Utility | VA | 110 | 95 | 95 | Natural Gas Fired Combined Cycle | NG | CT | 2 | 1997 |  |  | (OP) Operating | Richmond City
19876 | Virginia Electric & Power Co | Bellmeade Power Station | Electric Utility | VA | 110 | 77 | 77 | Natural Gas Fired Combined Cycle | NG | CA | 2 | 1997 |  |  | (OP) Operating | Richmond City
19876 | Virginia Electric & Power Co | Mecklenburg Power Station | Electric Utility | VA | 69.9 | 69 | 69 | Conventional Steam Coal | BIT | ST | 11 | 1992 |  |  | (OP) Operating | Mecklenburg
19876 | Virginia Electric & Power Co | Mecklenburg Power Station | Electric Utility | VA | 69.9 | 69 | 69 | Conventional Steam Coal | BIT | ST | 11 | 1992 |  |  | (OP) Operating | Mecklenburg
5310 | Doswell Ltd Partnership | Doswell Energy Center | IPP Non-CHP | VA | 122 | 104.7 | 122 | Natural Gas Fired Combined Cycle | NG | CT | 11 | 1991 |  |  | (OP) Operating | Hanover
5310 | Doswell Ltd Partnership | Doswell Energy Center | IPP Non-CHP | VA | 122 | 104.7 | 122 | Natural Gas Fired Combined Cycle | NG | CT | 12 | 1991 |  |  | (OP) Operating | Hanover
5310 | Doswell Ltd Partnership | Doswell Energy Center | IPP Non-CHP | VA | 132 | 123 | 132 | Natural Gas Fired Combined Cycle | NG | CA | 12 | 1991 |  |  | (OP) Operating | Hanover
5310 | Doswell Ltd Partnership | Doswell Energy Center | IPP Non-CHP | VA | 122 | 104.7 | 122 | Natural Gas Fired Combined Cycle | NG | CT | 1 | 1992 |  |  | (OP) Operating | Hanover
5310 | Doswell Ltd Partnership | Doswell Energy Center | IPP Non-CHP | VA | 122 | 104.7 | 122 | Natural Gas Fired Combined Cycle | NG | CT | 1 | 1992 |  |  | (OP) Operating | Hanover
5310 | Doswell Ltd Partnership | Doswell Energy Center | IPP Non-CHP | VA | 132 | 123 | 132 | Natural Gas Fired Combined Cycle | NG | CA | 1 | 1992 |  |  | (OP) Operating | Hanover
5310 | Doswell Ltd Partnership | Doswell Energy Center | IPP Non-CHP | VA | 187 | 149 | 187 | Natural Gas Fired Combustion Turbine | NG | GT | 3 | 2001 |  |  | (OP) Operating | Hanover
5310 | Doswell Ltd Partnership | Doswell Energy Center | IPP Non-CHP | VA | 187 | 150 | 180 | Natural Gas Fired Combustion Turbine | NG | GT | 3 | 2018 |  |  | (OP) Operating | Hanover
5310 | Doswell Ltd Partnership | Doswell Energy Center | IPP Non-CHP | VA | 187 | 150 | 180 | Natural Gas Fired Combustion Turbine | NG | GT | 4 | 2018 |  |  | (OP) Operating | Hanover
56355 | LES Project Holdings LLC | I 95 Municipal Landfill Phase I | IPP Non-CHP | VA | 0.8 | 0.8 | 0.8 | Landfill Gas | LFG | IC | 1 | 1992 |  |  | (OP) Operating | Fairfax
56355 | LES Project Holdings LLC | I 95 Municipal Landfill Phase I | IPP Non-CHP | VA | 0.8 | 0.8 | 0.8 | Landfill Gas | LFG | IC | 1 | 1992 |  |  | (OP) Operating | Fairfax
56355 | LES Project Holdings LLC | I 95 Municipal Landfill Phase I | IPP Non-CHP | VA | 0.8 | 0.8 | 0.8 | Landfill Gas | LFG | IC | 1 | 1992 |  |  | (OP) Operating | Fairfax
56355 | LES Project Holdings LLC | I 95 Municipal Landfill Phase I | IPP Non-CHP | VA | 0.8 | 0.8 | 0.8 | Landfill Gas | LFG | IC | 1 | 1992 |  |  | (OP) Operating | Fairfax
22218 | U S Army-Radford | Radford Army Ammunition Plant | Industrial Non-CHP | VA | 6 | 5.6 | 5.6 | Natural Gas Steam Turbine | NG | ST | 1 | 1990 |  |  | (OP) Operating | Montgomery
22218 | U S Army-Radford | Radford Army Ammunition Plant | Industrial Non-CHP | VA | 6 | 5.6 | 5.6 | Natural Gas Steam Turbine | NG | ST | 1 | 1990 |  |  | (OP) Operating | Montgomery
22218 | U S Army-Radford | Radford Army Ammunition Plant | Industrial Non-CHP | VA | 6 | 5.6 | 5.6 | Natural Gas Steam Turbine | NG | ST | 1 | 1990 |  |  | (OP) Operating | Montgomery
22218 | U S Army-Radford | Radford Army Ammunition Plant | Industrial Non-CHP | VA | 6 | 5.6 | 5.6 | Natural Gas Steam Turbine | NG | ST | 1 | 1990 |  |  | (OP) Operating | Montgomery
57151 | Celanese Acetate LLC | Celanese Acetate LLC | Industrial CHP | VA | 6 | 6 | 6 | Natural Gas Steam Turbine | NG | ST | 1 | 1942 |  |  | (OP) Operating | Giles
57151 | Celanese Acetate LLC | Celanese Acetate LLC | Industrial CHP | VA | 6 | 6 | 6 | Natural Gas Steam Turbine | NG | ST | 1 | 1942 |  |  | (OP) Operating | Giles
57151 | Celanese Acetate LLC | Celanese Acetate LLC | Industrial CHP | VA | 6 | 6 | 6 | Natural Gas Steam Turbine | NG | ST | 1 | 1944 |  |  | (OP) Operating | Giles
57151 | Celanese Acetate LLC | Celanese Acetate LLC | Industrial CHP | VA | 9.2 | 9.2 | 9.2 | Natural Gas Steam Turbine | NG | ST | 1 | 1966 |  |  | (OP) Operating | Giles
19876 | Virginia Electric & Power Co | Multitrade of Pittsylvania LP | Electric Utility | VA | 45 | 41.5 | 41.5 | Wood/Wood Waste Biomass | WDS | ST | 6 | 1994 |  |  | (OP) Operating | Pittsylvania
19876 | Virginia Electric & Power Co | Multitrade of Pittsylvania LP | Electric Utility | VA | 45 | 41.5 | 41.5 | Wood/Wood Waste Biomass | WDS | ST | 6 | 1994 |  |  | (OP) Operating | Pittsylvania
12320 | Merck & Co Inc | Elkton | Industrial CHP | VA | 7.2 | 1.2 | 2.6 | Natural Gas Steam Turbine | NG | ST | 6 | 1982 |  |  | (OP) Operating | Rockingham
12320 | Merck & Co Inc | Elkton | Industrial CHP | VA | 1 | 1 | 1 | Natural Gas Internal Combustion Engine | NG | IC | 3 | 2016 |  |  | (OP) Operating | Rockingham
12320 | Merck & Co Inc | Elkton | Industrial CHP | VA | 0.3 | 0.3 | 0.3 | Natural Gas Internal Combustion Engine | NG | IC | 3 | 2016 |  |  | (OP) Operating | Rockingham
12320 | Merck & Co Inc | Elkton | Industrial CHP | VA | 0.4 | 0.1 | 0.1 | Natural Gas Steam Turbine | NG | ST | 6 | 1982 |  |  | (OP) Operating | Rockingham
9348 | International Paper | International Paper Franklin Mill | Industrial CHP | VA | 46.4 | 38 | 59.5 | Natural Gas Fired Combustion Turbine | NG | GT | 11 | 1997 |  |  | (OP) Operating | Isle of Wight
9348 | International Paper | International Paper Franklin Mill | Industrial CHP | VA | 36.1 | 36.1 | 36.1 | Wood/Wood Waste Biomass | BLQ | ST | 11 | 1977 |  |  | (OP) Operating | Isle of Wight
55740 | Spruance Genco LLC | Spruance Genco LLC | IPP CHP | VA | 57.4 | 52.5 | 52.5 | Conventional Steam Coal | BIT | ST | 5 | 1992 |  |  | (OP) Operating | Richmond City
55740 | Spruance Genco LLC | Spruance Genco LLC | IPP CHP | VA | 57.4 | 52.5 | 52.5 | Conventional Steam Coal | BIT | ST | 5 | 1992 |  |  | (OP) Operating | Richmond City
55740 | Spruance Genco LLC | Spruance Genco LLC | IPP CHP | VA | 57.4 | 42.5 | 42.5 | Conventional Steam Coal | BIT | ST | 8 | 1992 |  |  | (OP) Operating | Richmond City
55740 | Spruance Genco LLC | Spruance Genco LLC | IPP CHP | VA | 57.4 | 42.5 | 42.5 | Conventional Steam Coal | BIT | ST | 8 | 1992 |  |  | (OP) Operating | Richmond City
1735 | Birchwood Power Partners LP | Birchwood Power | IPP Non-CHP | VA | 258.3 | 238.4 | 242.3 | Conventional Steam Coal | BIT | ST | 11 | 1996 |  |  | (OP) Operating | King George
18232 | STS HydroPower Ltd-Schoolfield Dam | Schoolfield Dam | IPP Non-CHP | VA | 1.5 | 1.5 | 1.5 | Conventional Hydroelectric | WAT | HY | 10 | 1990 |  |  | (OP) Operating | Pittsylvania
18232 | STS HydroPower Ltd-Schoolfield Dam | Schoolfield Dam | IPP Non-CHP | VA | 1.5 | 1.5 | 1.5 | Conventional Hydroelectric | WAT | HY | 11 | 1990 |  |  | (OP) Operating | Pittsylvania
56355 | LES Project Holdings LLC | I 95 Landfill Phase II | IPP Non-CHP | VA | 0.8 | 0.8 | 0.8 | Landfill Gas | LFG | IC | 3 | 1993 |  |  | (OP) Operating | Fairfax
56355 | LES Project Holdings LLC | I 95 Landfill Phase II | IPP Non-CHP | VA | 0.8 | 0.8 | 0.8 | Landfill Gas | LFG | IC | 3 | 1993 |  |  | (OP) Operating | Fairfax
56355 | LES Project Holdings LLC | I 95 Landfill Phase II | IPP Non-CHP | VA | 0.8 | 0.8 | 0.8 | Landfill Gas | LFG | IC | 3 | 1993 |  |  | (OP) Operating | Fairfax
56355 | LES Project Holdings LLC | I 95 Landfill Phase II | IPP Non-CHP | VA | 0.8 | 0.8 | 0.8 | Landfill Gas | LFG | IC | 3 | 1993 |  |  | (OP) Operating | Fairfax
5178 | Dinwiddie Power Inc | Boydton Plank Road Cogen Plant | IPP Non-CHP | VA | 0.3 | 0.3 | 0.3 | Petroleum Liquids | DFO | IC | 6 | 1993 |  |  | (OP) Operating | Dinwiddie
5178 | Dinwiddie Power Inc | Boydton Plank Road Cogen Plant | IPP Non-CHP | VA | 0.3 | 0.3 | 0.3 | Petroleum Liquids | DFO | IC | 6 | 1993 |  |  | (OP) Operating | Dinwiddie
5178 | Dinwiddie Power Inc | Boydton Plank Road Cogen Plant | IPP Non-CHP | VA | 0.3 | 0.3 | 0.3 | Petroleum Liquids | DFO | IC | 5 | 2000 |  |  | (OP) Operating | Dinwiddie
5178 | Dinwiddie Power Inc | Boydton Plank Road Cogen Plant | IPP Non-CHP | VA | 0.3 | 0.3 | 0.3 | Petroleum Liquids | DFO | IC | 5 | 2000 |  |  | (OP) Operating | Dinwiddie
5178 | Dinwiddie Power Inc | Boydton Plank Road Cogen Plant | IPP Non-CHP | VA | 0.3 | 0.3 | 0.3 | Petroleum Liquids | DFO | IC | 5 | 2000 |  |  | (OP) Operating | Dinwiddie
5178 | Dinwiddie Power Inc | Boydton Plank Road Cogen Plant | IPP Non-CHP | VA | 0.3 | 0.3 | 0.3 | Petroleum Liquids | DFO | IC | 5 | 2000 |  |  | (OP) Operating | Dinwiddie
5178 | Dinwiddie Power Inc | Boydton Plank Road Cogen Plant | IPP Non-CHP | VA | 0.3 | 0.3 | 0.3 | Petroleum Liquids | DFO | IC | 5 | 2000 |  |  | (OP) Operating | Dinwiddie
5178 | Dinwiddie Power Inc | Boydton Plank Road Cogen Plant | IPP Non-CHP | VA | 0.3 | 0.3 | 0.3 | Petroleum Liquids | DFO | IC | 5 | 2000 |  |  | (OP) Operating | Dinwiddie
5178 | Dinwiddie Power Inc | Boydton Plank Road Cogen Plant | IPP Non-CHP | VA | 0.3 | 0.3 | 0.3 | Petroleum Liquids | DFO | IC | 5 | 2000 |  |  | (OP) Operating | Dinwiddie
5178 | Dinwiddie Power Inc | Boydton Plank Road Cogen Plant | IPP Non-CHP | VA | 0.3 | 0.3 | 0.3 | Petroleum Liquids | DFO | IC | 5 | 2000 |  |  | (OP) Operating | Dinwiddie
5178 | Dinwiddie Power Inc | Boydton Plank Road Cogen Plant | IPP Non-CHP | VA | 0.3 | 0.3 | 0.3 | Petroleum Liquids | DFO | IC | 5 | 2000 |  |  | (OP) Operating | Dinwiddie
5178 | Dinwiddie Power Inc | Boydton Plank Road Cogen Plant | IPP Non-CHP | VA | 0.3 | 0.3 | 0.3 | Petroleum Liquids | DFO | IC | 6 | 1993 |  |  | (OP) Operating | Dinwiddie
5178 | Dinwiddie Power Inc | Boydton Plank Road Cogen Plant | IPP Non-CHP | VA | 0.3 | 0.3 | 0.3 | Petroleum Liquids | DFO | IC | 5 | 2000 |  |  | (OP) Operating | Dinwiddie
5178 | Dinwiddie Power Inc | Boydton Plank Road Cogen Plant | IPP Non-CHP | VA | 0.3 | 0.3 | 0.3 | Petroleum Liquids | DFO | IC | 5 | 2000 |  |  | (OP) Operating | Dinwiddie
5178 | Dinwiddie Power Inc | Boydton Plank Road Cogen Plant | IPP Non-CHP | VA | 0.3 | 0.3 | 0.3 | Petroleum Liquids | DFO | IC | 5 | 2000 |  |  | (OP) Operating | Dinwiddie
5178 | Dinwiddie Power Inc | Boydton Plank Road Cogen Plant | IPP Non-CHP | VA | 0.3 | 0.3 | 0.3 | Petroleum Liquids | DFO | IC | 5 | 2000 |  |  | (OP) Operating | Dinwiddie
5178 | Dinwiddie Power Inc | Boydton Plank Road Cogen Plant | IPP Non-CHP | VA | 0.3 | 0.3 | 0.3 | Petroleum Liquids | DFO | IC | 5 | 2000 |  |  | (OP) Operating | Dinwiddie
5178 | Dinwiddie Power Inc | Boydton Plank Road Cogen Plant | IPP Non-CHP | VA | 0.3 | 0.3 | 0.3 | Petroleum Liquids | DFO | IC | 5 | 2000 |  |  | (OP) Operating | Dinwiddie
5178 | Dinwiddie Power Inc | Boydton Plank Road Cogen Plant | IPP Non-CHP | VA | 0.3 | 0.3 | 0.3 | Petroleum Liquids | DFO | IC | 5 | 2000 |  |  | (OP) Operating | Dinwiddie
5178 | Dinwiddie Power Inc | Boydton Plank Road Cogen Plant | IPP Non-CHP | VA | 0.3 | 0.3 | 0.3 | Petroleum Liquids | DFO | IC | 5 | 2000 |  |  | (OP) Operating | Dinwiddie
5178 | Dinwiddie Power Inc | Boydton Plank Road Cogen Plant | IPP Non-CHP | VA | 0.3 | 0.3 | 0.3 | Petroleum Liquids | DFO | IC | 5 | 2000 |  |  | (OP) Operating | Dinwiddie
5178 | Dinwiddie Power Inc | Boydton Plank Road Cogen Plant | IPP Non-CHP | VA | 0.3 | 0.3 | 0.3 | Petroleum Liquids | DFO | IC | 5 | 2000 |  |  | (OP) Operating | Dinwiddie
5178 | Dinwiddie Power Inc | Boydton Plank Road Cogen Plant | IPP Non-CHP | VA | 0.3 | 0.3 | 0.3 | Petroleum Liquids | DFO | IC | 6 | 1993 |  |  | (OP) Operating | Dinwiddie
5178 | Dinwiddie Power Inc | Boydton Plank Road Cogen Plant | IPP Non-CHP | VA | 0.3 | 0.3 | 0.3 | Petroleum Liquids | DFO | IC | 5 | 2000 |  |  | (OP) Operating | Dinwiddie
5178 | Dinwiddie Power Inc | Boydton Plank Road Cogen Plant | IPP Non-CHP | VA | 0.3 | 0.3 | 0.3 | Petroleum Liquids | DFO | IC | 5 | 2000 |  |  | (OP) Operating | Dinwiddie
5178 | Dinwiddie Power Inc | Boydton Plank Road Cogen Plant | IPP Non-CHP | VA | 0.3 | 0.3 | 0.3 | Petroleum Liquids | DFO | IC | 5 | 2000 |  |  | (OP) Operating | Dinwiddie
5178 | Dinwiddie Power Inc | Boydton Plank Road Cogen Plant | IPP Non-CHP | VA | 0.3 | 0.3 | 0.3 | Petroleum Liquids | DFO | IC | 5 | 2000 |  |  | (OP) Operating | Dinwiddie
5178 | Dinwiddie Power Inc | Boydton Plank Road Cogen Plant | IPP Non-CHP | VA | 0.3 | 0.3 | 0.3 | Petroleum Liquids | DFO | IC | 5 | 2000 |  |  | (OP) Operating | Dinwiddie
5178 | Dinwiddie Power Inc | Boydton Plank Road Cogen Plant | IPP Non-CHP | VA | 0.3 | 0.3 | 0.3 | Petroleum Liquids | DFO | IC | 6 | 1993 |  |  | (OP) Operating | Dinwiddie
5178 | Dinwiddie Power Inc | Boydton Plank Road Cogen Plant | IPP Non-CHP | VA | 0.3 | 0.3 | 0.3 | Petroleum Liquids | DFO | IC | 6 | 1993 |  |  | (OP) Operating | Dinwiddie
5178 | Dinwiddie Power Inc | Boydton Plank Road Cogen Plant | IPP Non-CHP | VA | 0.3 | 0.3 | 0.3 | Petroleum Liquids | DFO | IC | 6 | 1993 |  |  | (OP) Operating | Dinwiddie
5178 | Dinwiddie Power Inc | Boydton Plank Road Cogen Plant | IPP Non-CHP | VA | 0.3 | 0.3 | 0.3 | Petroleum Liquids | DFO | IC | 6 | 1993 |  |  | (OP) Operating | Dinwiddie
5178 | Dinwiddie Power Inc | Boydton Plank Road Cogen Plant | IPP Non-CHP | VA | 0.3 | 0.3 | 0.3 | Petroleum Liquids | DFO | IC | 6 | 1993 |  |  | (OP) Operating | Dinwiddie
5178 | Dinwiddie Power Inc | Boydton Plank Road Cogen Plant | IPP Non-CHP | VA | 0.3 | 0.3 | 0.3 | Petroleum Liquids | DFO | IC | 6 | 1993 |  |  | (OP) Operating | Dinwiddie
21148 | Zapco Energy Tactics Corp | Suffolk Energy Partners LP | IPP Non-CHP | VA | 0.8 | 0.7 | 0.7 | Landfill Gas | LFG | IC | 11 | 1994 |  |  | (OP) Operating | Suffolk City
21148 | Zapco Energy Tactics Corp | Suffolk Energy Partners LP | IPP Non-CHP | VA | 0.8 | 0.7 | 0.7 | Landfill Gas | LFG | IC | 11 | 1994 |  |  | (OP) Operating | Suffolk City
21148 | Zapco Energy Tactics Corp | Suffolk Energy Partners LP | IPP Non-CHP | VA | 0.8 | 0.7 | 0.7 | Landfill Gas | LFG | IC | 11 | 1994 |  |  | (OP) Operating | Suffolk City
21148 | Zapco Energy Tactics Corp | Suffolk Energy Partners LP | IPP Non-CHP | VA | 0.8 | 0.7 | 0.7 | Landfill Gas | LFG | IC | 11 | 1994 |  |  | (OP) Operating | Suffolk City
19876 | Virginia Electric & Power Co | Gordonsville Energy LP | Electric Utility | VA | 97.2 | 68.4 | 84.3 | Natural Gas Fired Combined Cycle | NG | CT | 3 | 1994 |  |  | (OP) Operating | Louisa
19876 | Virginia Electric & Power Co | Gordonsville Energy LP | Electric Utility | VA | 97.2 | 68.4 | 82.3 | Natural Gas Fired Combined Cycle | NG | CT | 3 | 1994 |  |  | (OP) Operating | Louisa
19876 | Virginia Electric & Power Co | Gordonsville Energy LP | Electric Utility | VA | 53 | 40.6 | 50.7 | Natural Gas Fired Combined Cycle | NG | CA | 3 | 1994 |  |  | (OP) Operating | Louisa
19876 | Virginia Electric & Power Co | Gordonsville Energy LP | Electric Utility | VA | 53 | 40.6 | 50.7 | Natural Gas Fired Combined Cycle | NG | CA | 3 | 1994 |  |  | (OP) Operating | Louisa
20541 | Wheelabrator Environmental Systems | Wheelabrator Portsmouth | Commercial CHP | VA | 20 | 15.5 | 15.3 | Municipal Solid Waste | MSW | ST | 10 | 1987 |  |  | (OP) Operating | Portsmouth City
20541 | Wheelabrator Environmental Systems | Wheelabrator Portsmouth | Commercial CHP | VA | 20 | 15.5 | 15.3 | Municipal Solid Waste | MSW | ST | 3 | 1987 |  |  | (OP) Operating | Portsmouth City
20541 | Wheelabrator Environmental Systems | Wheelabrator Portsmouth | Commercial CHP | VA | 20 | 15.5 | 15.3 | Municipal Solid Waste | MSW | ST | 2 | 1987 |  |  | (OP) Operating | Portsmouth City
57230 | MM Prince William Energy LLC | MM Prince William Energy | IPP Non-CHP | VA | 0.9 | 0.9 | 0.9 | Landfill Gas | LFG | IC | 11 | 1998 |  |  | (OP) Operating | Prince William
57230 | MM Prince William Energy LLC | MM Prince William Energy | IPP Non-CHP | VA | 0.9 | 0.9 | 0.9 | Landfill Gas | LFG | IC | 11 | 1998 |  |  | (OP) Operating | Prince William
57230 | MM Prince William Energy LLC | MM Prince William Energy | IPP Non-CHP | VA | 1.6 | 1.6 | 1.6 | Landfill Gas | LFG | IC | 10 | 2013 |  |  | (OP) Operating | Prince William
57230 | MM Prince William Energy LLC | MM Prince William Energy | IPP Non-CHP | VA | 1.6 | 1.6 | 1.6 | Landfill Gas | LFG | IC | 10 | 2013 |  |  | (OP) Operating | Prince William
57230 | MM Prince William Energy LLC | MM Prince William Energy | IPP Non-CHP | VA | 1.6 | 1.6 | 1.6 | Landfill Gas | LFG | IC | 10 | 2013 |  |  | (OP) Operating | Prince William
60432 | Middle River Power II, LLC | Wolf Hills Energy | IPP Non-CHP | VA | 57 | 50 | 57 | Natural Gas Fired Combustion Turbine | NG | GT | 6 | 2001 |  |  | (OP) Operating | Washington
60432 | Middle River Power II, LLC | Wolf Hills Energy | IPP Non-CHP | VA | 57 | 50 | 57 | Natural Gas Fired Combustion Turbine | NG | GT | 6 | 2001 |  |  | (OP) Operating | Washington
60432 | Middle River Power II, LLC | Wolf Hills Energy | IPP Non-CHP | VA | 57 | 50 | 57 | Natural Gas Fired Combustion Turbine | NG | GT | 6 | 2001 |  |  | (OP) Operating | Washington
60432 | Middle River Power II, LLC | Wolf Hills Energy | IPP Non-CHP | VA | 57 | 50 | 57 | Natural Gas Fired Combustion Turbine | NG | GT | 5 | 2001 |  |  | (OP) Operating | Washington
60432 | Middle River Power II, LLC | Wolf Hills Energy | IPP Non-CHP | VA | 57 | 50 | 57 | Natural Gas Fired Combustion Turbine | NG | GT | 5 | 2001 |  |  | (OP) Operating | Washington
18569 | Tenaska Virginia Partners LP | Tenaska Virginia Generating Station | IPP Non-CHP | VA | 183.3 | 174.9 | 207.2 | Natural Gas Fired Combined Cycle | NG | CT | 4 | 2004 |  |  | (OP) Operating | Fluvanna
18569 | Tenaska Virginia Partners LP | Tenaska Virginia Generating Station | IPP Non-CHP | VA | 183.3 | 181.2 | 208.5 | Natural Gas Fired Combined Cycle | NG | CT | 4 | 2004 |  |  | (OP) Operating | Fluvanna
18569 | Tenaska Virginia Partners LP | Tenaska Virginia Generating Station | IPP Non-CHP | VA | 183.3 | 184.5 | 204.8 | Natural Gas Fired Combined Cycle | NG | CT | 4 | 2004 |  |  | (OP) Operating | Fluvanna
18569 | Tenaska Virginia Partners LP | Tenaska Virginia Generating Station | IPP Non-CHP | VA | 396.2 | 402.9 | 388.9 | Natural Gas Fired Combined Cycle | NG | CA | 4 | 2004 |  |  | (OP) Operating | Fluvanna
61318 | Buchanan Generation, LLC | Buchanan Generation LLC | IPP Non-CHP | VA | 44 | 40 | 43 | Natural Gas Fired Combustion Turbine | NG | GT | 6 | 2002 |  |  | (OP) Operating | Buchanan
61318 | Buchanan Generation, LLC | Buchanan Generation LLC | IPP Non-CHP | VA | 44 | 40 | 43 | Natural Gas Fired Combustion Turbine | NG | GT | 6 | 2002 |  |  | (OP) Operating | Buchanan
19876 | Virginia Electric & Power Co | Warren County | Electric Utility | VA | 297.5 | 297.5 | 297.5 | Natural Gas Fired Combined Cycle | NG | CT | 12 | 2014 |  |  | (OP) Operating | Warren
19876 | Virginia Electric & Power Co | Warren County | Electric Utility | VA | 297.5 | 297.5 | 297.5 | Natural Gas Fired Combined Cycle | NG | CT | 12 | 2014 |  |  | (OP) Operating | Warren
19876 | Virginia Electric & Power Co | Warren County | Electric Utility | VA | 297.5 | 297.5 | 297.5 | Natural Gas Fired Combined Cycle | NG | CT | 12 | 2014 |  |  | (OP) Operating | Warren
19876 | Virginia Electric & Power Co | Warren County | Electric Utility | VA | 579.7 | 579.7 | 579.7 | Natural Gas Fired Combined Cycle | NG | CA | 12 | 2014 |  |  | (OP) Operating | Warren
6715 | City of Franklin - (VA) | Pretlow | Electric Utility | VA | 1.6 | 1.6 | 1.6 | Petroleum Liquids | DFO | IC | 4 | 2001 |  |  | (OP) Operating | Southampton
6715 | City of Franklin - (VA) | Pretlow | Electric Utility | VA | 1.6 | 1.6 | 1.6 | Petroleum Liquids | DFO | IC | 4 | 2001 |  |  | (OP) Operating | Southampton
6715 | City of Franklin - (VA) | Downtown | Electric Utility | VA | 1.6 | 1.6 | 1.6 | Petroleum Liquids | DFO | IC | 11 | 1992 |  |  | (OP) Operating | Southampton
6715 | City of Franklin - (VA) | Downtown | Electric Utility | VA | 1.6 | 1.6 | 1.6 | Petroleum Liquids | DFO | IC | 11 | 1992 |  |  | (OP) Operating | Southampton
8198 | City of Harrisonburg - (VA) | Mount Clinton | Electric Utility | VA | 2 | 2 | 2 | Petroleum Liquids | DFO | IC | 9 | 2002 |  |  | (OP) Operating | Rockingham
8198 | City of Harrisonburg - (VA) | Mount Clinton | Electric Utility | VA | 2 | 2 | 2 | Petroleum Liquids | DFO | IC | 9 | 2002 |  |  | (OP) Operating | Rockingham
8198 | City of Harrisonburg - (VA) | Mount Clinton | Electric Utility | VA | 2 | 2 | 2 | Petroleum Liquids | DFO | IC | 4 | 2004 |  |  | (OP) Operating | Rockingham
8198 | City of Harrisonburg - (VA) | Mount Clinton | Electric Utility | VA | 2 | 2 | 2 | Petroleum Liquids | DFO | IC | 11 | 2009 |  |  | (OP) Operating | Rockingham
8198 | City of Harrisonburg - (VA) | Mount Clinton | Electric Utility | VA | 2 | 2 | 2 | Petroleum Liquids | DFO | IC | 11 | 2009 |  |  | (OP) Operating | Rockingham
8198 | City of Harrisonburg - (VA) | Mount Clinton | Electric Utility | VA | 14 | 9 | 12 | Petroleum Liquids | DFO | GT | 5 | 1999 |  |  | (OP) Operating | Rockingham
8198 | City of Harrisonburg - (VA) | Pleasant Valley (VA) | Electric Utility | VA | 2 | 2 | 2 | Petroleum Liquids | DFO | IC | 9 | 2002 |  |  | (OP) Operating | Rockingham
8198 | City of Harrisonburg - (VA) | Pleasant Valley (VA) | Electric Utility | VA | 2 | 2 | 2 | Petroleum Liquids | DFO | IC | 9 | 2006 |  |  | (OP) Operating | Rockingham
8198 | City of Harrisonburg - (VA) | Pleasant Valley (VA) | Electric Utility | VA | 16.5 | 9 | 13 | Petroleum Liquids | DFO | GT | 4 | 1997 |  |  | (OP) Operating | Rockingham
50134 | Holcomb Rock Company | Coleman Falls | Industrial Non-CHP | VA | 0.5 | 0.5 | 0.5 | Conventional Hydroelectric | WAT | HY | 6 | 1983 |  |  | (OP) Operating | Bedford
50134 | Holcomb Rock Company | Coleman Falls | Industrial Non-CHP | VA | 0.5 | 0.5 | 0.5 | Conventional Hydroelectric | WAT | HY | 6 | 1983 |  |  | (OP) Operating | Bedford
50134 | Holcomb Rock Company | Coleman Falls | Industrial Non-CHP | VA | 0.5 | 0.5 | 0.5 | Conventional Hydroelectric | WAT | HY | 6 | 1983 |  |  | (OP) Operating | Bedford
50134 | Holcomb Rock Company | Holcomb Rock | Industrial Non-CHP | VA | 0.6 | 0.2 | 0.2 | Conventional Hydroelectric | WAT | HY | 6 | 1920 |  |  | (OP) Operating | Lynchburg City
50134 | Holcomb Rock Company | Holcomb Rock | Industrial Non-CHP | VA | 0.6 | 0.2 | 0.2 | Conventional Hydroelectric | WAT | HY | 6 | 1920 |  |  | (OP) Operating | Lynchburg City
50134 | Holcomb Rock Company | Holcomb Rock | Industrial Non-CHP | VA | 0.6 | 0.2 | 0.2 | Conventional Hydroelectric | WAT | HY | 6 | 1920 |  |  | (OP) Operating | Lynchburg City
4619 | Town of Culpeper- (VA) | Electric Avenue Facility | Electric Utility | VA | 1.8 | 1.8 | 1.8 | Petroleum Liquids | DFO | IC | 12 | 2004 |  |  | (OP) Operating | Culpeper
4619 | Town of Culpeper- (VA) | Electric Avenue Facility | Electric Utility | VA | 1.8 | 1.8 | 1.8 | Petroleum Liquids | DFO | IC | 12 | 2004 |  |  | (OP) Operating | Culpeper
4619 | Town of Culpeper- (VA) | Electric Avenue Facility | Electric Utility | VA | 1.8 | 1.8 | 1.8 | Petroleum Liquids | DFO | IC | 12 | 2004 |  |  | (OP) Operating | Culpeper
11560 | City of Manassas - (VA) | Water Treatment Plant Generators | Electric Utility | VA | 1.8 | 1.7 | 1.7 | Petroleum Liquids | DFO | IC | 4 | 2007 |  |  | (OP) Operating | Prince William
11560 | City of Manassas - (VA) | Dean Drive Area Electric Generators | Electric Utility | VA | 1.6 | 1.6 | 1.6 | Petroleum Liquids | DFO | IC | 4 | 2007 |  |  | (OP) Operating | Manassas City
11560 | City of Manassas - (VA) | Dean Drive Area Electric Generators | Electric Utility | VA | 1.6 | 1.6 | 1.6 | Petroleum Liquids | DFO | IC | 4 | 2007 |  |  | (OP) Operating | Manassas City
54842 | WM Renewable Energy LLC | Waste Management Bethel LFGTE | IPP Non-CHP | VA | 0.8 | 0.8 | 0.8 | Landfill Gas | LFG | IC | 2 | 2008 |  |  | (OP) Operating | Hampton City
54842 | WM Renewable Energy LLC | Waste Management Bethel LFGTE | IPP Non-CHP | VA | 0.8 | 0.8 | 0.8 | Landfill Gas | LFG | IC | 2 | 2008 |  |  | (OP) Operating | Hampton City
54842 | WM Renewable Energy LLC | Waste Management Bethel LFGTE | IPP Non-CHP | VA | 0.8 | 0.8 | 0.8 | Landfill Gas | LFG | IC | 2 | 2008 |  |  | (OP) Operating | Hampton City
54842 | WM Renewable Energy LLC | Waste Management Bethel LFGTE | IPP Non-CHP | VA | 0.8 | 0.8 | 0.8 | Landfill Gas | LFG | IC | 2 | 2008 |  |  | (OP) Operating | Hampton City
54842 | WM Renewable Energy LLC | Waste Management Bethel LFGTE | IPP Non-CHP | VA | 0.8 | 0.8 | 0.8 | Landfill Gas | LFG | IC | 2 | 2008 |  |  | (OP) Operating | Hampton City
54842 | WM Renewable Energy LLC | Waste Management Bethel LFGTE | IPP Non-CHP | VA | 0.8 | 0.8 | 0.8 | Landfill Gas | LFG | IC | 2 | 2008 |  |  | (OP) Operating | Hampton City
55938 | Industrial Power Generating Company LLC | Amelia | IPP Non-CHP | VA | 0.3 | 0.3 | 0.3 | Landfill Gas | LFG | IC | 8 | 2001 |  |  | (OP) Operating | Amelia
55938 | Industrial Power Generating Company LLC | Amelia | IPP Non-CHP | VA | 0.3 | 0.3 | 0.3 | Landfill Gas | LFG | IC | 8 | 2001 |  |  | (OP) Operating | Amelia
55938 | Industrial Power Generating Company LLC | Amelia | IPP Non-CHP | VA | 0.3 | 0.3 | 0.3 | Landfill Gas | LFG | IC | 8 | 2001 |  |  | (OP) Operating | Amelia
55938 | Industrial Power Generating Company LLC | Amelia | IPP Non-CHP | VA | 0.3 | 0.3 | 0.3 | Landfill Gas | LFG | IC | 8 | 2001 |  |  | (OP) Operating | Amelia
55938 | Industrial Power Generating Company LLC | Amelia | IPP Non-CHP | VA | 0.3 | 0.3 | 0.3 | Landfill Gas | LFG | IC | 8 | 2001 |  |  | (OP) Operating | Amelia
55938 | Industrial Power Generating Company LLC | Amelia | IPP Non-CHP | VA | 0.3 | 0.3 | 0.3 | Landfill Gas | LFG | IC | 8 | 2001 |  |  | (OP) Operating | Amelia
55938 | Industrial Power Generating Company LLC | Amelia | IPP Non-CHP | VA | 0.3 | 0.3 | 0.3 | Landfill Gas | LFG | IC | 8 | 2001 |  |  | (OP) Operating | Amelia
55938 | Industrial Power Generating Company LLC | Amelia | IPP Non-CHP | VA | 0.3 | 0.3 | 0.3 | Landfill Gas | LFG | IC | 8 | 2001 |  |  | (OP) Operating | Amelia
55938 | Industrial Power Generating Company LLC | Amelia | IPP Non-CHP | VA | 0.3 | 0.3 | 0.3 | Landfill Gas | LFG | IC | 8 | 2001 |  |  | (OP) Operating | Amelia
55938 | Industrial Power Generating Company LLC | Amelia | IPP Non-CHP | VA | 0.3 | 0.3 | 0.3 | Landfill Gas | LFG | IC | 8 | 2001 |  |  | (OP) Operating | Amelia
55938 | Industrial Power Generating Company LLC | Amelia | IPP Non-CHP | VA | 0.3 | 0.3 | 0.3 | Landfill Gas | LFG | IC | 8 | 2001 |  |  | (OP) Operating | Amelia
55938 | Industrial Power Generating Company LLC | Amelia | IPP Non-CHP | VA | 0.3 | 0.3 | 0.3 | Landfill Gas | LFG | IC | 8 | 2001 |  |  | (OP) Operating | Amelia
55938 | Industrial Power Generating Company LLC | Amelia | IPP Non-CHP | VA | 0.3 | 0.3 | 0.3 | Landfill Gas | LFG | IC | 8 | 2001 |  |  | (OP) Operating | Amelia
55938 | Industrial Power Generating Company LLC | Amelia | IPP Non-CHP | VA | 0.3 | 0.3 | 0.3 | Landfill Gas | LFG | IC | 8 | 2001 |  |  | (OP) Operating | Amelia
55938 | Industrial Power Generating Company LLC | Amelia | IPP Non-CHP | VA | 0.3 | 0.3 | 0.3 | Landfill Gas | LFG | IC | 8 | 2001 |  |  | (OP) Operating | Amelia
55938 | Industrial Power Generating Company LLC | Amelia | IPP Non-CHP | VA | 0.3 | 0.3 | 0.3 | Landfill Gas | LFG | IC | 8 | 2001 |  |  | (OP) Operating | Amelia
55938 | Industrial Power Generating Company LLC | Amelia | IPP Non-CHP | VA | 0.3 | 0.3 | 0.3 | Landfill Gas | LFG | IC | 8 | 2001 |  |  | (OP) Operating | Amelia
55938 | Industrial Power Generating Company LLC | Amelia | IPP Non-CHP | VA | 0.3 | 0.3 | 0.3 | Landfill Gas | LFG | IC | 8 | 2001 |  |  | (OP) Operating | Amelia
55938 | Industrial Power Generating Company LLC | Amelia | IPP Non-CHP | VA | 0.3 | 0.3 | 0.3 | Landfill Gas | LFG | IC | 8 | 2001 |  |  | (OP) Operating | Amelia
55938 | Industrial Power Generating Company LLC | Amelia | IPP Non-CHP | VA | 0.3 | 0.3 | 0.3 | Landfill Gas | LFG | IC | 8 | 2001 |  |  | (OP) Operating | Amelia
55938 | Industrial Power Generating Company LLC | Amelia | IPP Non-CHP | VA | 0.3 | 0.3 | 0.3 | Landfill Gas | LFG | IC | 8 | 2001 |  |  | (OP) Operating | Amelia
55938 | Industrial Power Generating Company LLC | Amelia | IPP Non-CHP | VA | 0.3 | 0.3 | 0.3 | Landfill Gas | LFG | IC | 8 | 2001 |  |  | (OP) Operating | Amelia
55938 | Industrial Power Generating Company LLC | Amelia | IPP Non-CHP | VA | 0.3 | 0.3 | 0.3 | Landfill Gas | LFG | IC | 8 | 2001 |  |  | (OP) Operating | Amelia
55938 | Industrial Power Generating Company LLC | Amelia | IPP Non-CHP | VA | 0.3 | 0.3 | 0.3 | Landfill Gas | LFG | IC | 8 | 2001 |  |  | (OP) Operating | Amelia
55938 | Industrial Power Generating Company LLC | Amelia | IPP Non-CHP | VA | 0.3 | 0.3 | 0.3 | Landfill Gas | LFG | IC | 8 | 2001 |  |  | (OP) Operating | Amelia
55938 | Industrial Power Generating Company LLC | Amelia | IPP Non-CHP | VA | 0.3 | 0.3 | 0.3 | Landfill Gas | LFG | IC | 8 | 2001 |  |  | (OP) Operating | Amelia
55938 | Industrial Power Generating Company LLC | Amelia | IPP Non-CHP | VA | 0.3 | 0.3 | 0.3 | Landfill Gas | LFG | IC | 8 | 2001 |  |  | (OP) Operating | Amelia
55938 | Industrial Power Generating Company LLC | Amelia | IPP Non-CHP | VA | 0.3 | 0.3 | 0.3 | Landfill Gas | LFG | IC | 8 | 2001 |  |  | (OP) Operating | Amelia
55938 | Industrial Power Generating Company LLC | Amelia | IPP Non-CHP | VA | 0.3 | 0.3 | 0.3 | Landfill Gas | LFG | IC | 8 | 2001 |  |  | (OP) Operating | Amelia
55938 | Industrial Power Generating Company LLC | Amelia | IPP Non-CHP | VA | 0.3 | 0.3 | 0.3 | Landfill Gas | LFG | IC | 8 | 2001 |  |  | (OP) Operating | Amelia
55938 | Industrial Power Generating Company LLC | Amelia | IPP Non-CHP | VA | 0.3 | 0.3 | 0.3 | Landfill Gas | LFG | IC | 8 | 2001 |  |  | (OP) Operating | Amelia
55938 | Industrial Power Generating Company LLC | Amelia | IPP Non-CHP | VA | 0.3 | 0.3 | 0.3 | Landfill Gas | LFG | IC | 8 | 2001 |  |  | (OP) Operating | Amelia
55938 | Industrial Power Generating Company LLC | Amelia | IPP Non-CHP | VA | 0.3 | 0.3 | 0.3 | Landfill Gas | LFG | IC | 8 | 2001 |  |  | (OP) Operating | Amelia
55938 | Industrial Power Generating Company LLC | Amelia | IPP Non-CHP | VA | 0.3 | 0.3 | 0.3 | Landfill Gas | LFG | IC | 8 | 2001 |  |  | (OP) Operating | Amelia
55938 | Industrial Power Generating Company LLC | Amelia | IPP Non-CHP | VA | 0.3 | 0.3 | 0.3 | Landfill Gas | LFG | IC | 8 | 2001 |  |  | (OP) Operating | Amelia
55938 | Industrial Power Generating Company LLC | Amelia | IPP Non-CHP | VA | 0.3 | 0.3 | 0.3 | Landfill Gas | LFG | IC | 8 | 2001 |  |  | (OP) Operating | Amelia
55938 | Industrial Power Generating Company LLC | Amelia | IPP Non-CHP | VA | 0.3 | 0.3 | 0.3 | Landfill Gas | LFG | IC | 8 | 2001 |  |  | (OP) Operating | Amelia
55938 | Industrial Power Generating Company LLC | Amelia | IPP Non-CHP | VA | 0.3 | 0.3 | 0.3 | Landfill Gas | LFG | IC | 8 | 2001 |  |  | (OP) Operating | Amelia
55938 | Industrial Power Generating Company LLC | Amelia | IPP Non-CHP | VA | 0.3 | 0.3 | 0.3 | Landfill Gas | LFG | IC | 8 | 2001 |  |  | (OP) Operating | Amelia
55938 | Industrial Power Generating Company LLC | Amelia | IPP Non-CHP | VA | 0.3 | 0.3 | 0.3 | Landfill Gas | LFG | IC | 8 | 2001 |  |  | (OP) Operating | Amelia
55938 | Industrial Power Generating Company LLC | Amelia | IPP Non-CHP | VA | 0.3 | 0.3 | 0.3 | Landfill Gas | LFG | IC | 8 | 2001 |  |  | (OP) Operating | Amelia
55938 | Industrial Power Generating Company LLC | Amelia | IPP Non-CHP | VA | 0.3 | 0.3 | 0.3 | Landfill Gas | LFG | IC | 8 | 2001 |  |  | (OP) Operating | Amelia
55938 | Industrial Power Generating Company LLC | Amelia | IPP Non-CHP | VA | 0.3 | 0.3 | 0.3 | Landfill Gas | LFG | IC | 8 | 2001 |  |  | (OP) Operating | Amelia
55938 | Industrial Power Generating Company LLC | Amelia | IPP Non-CHP | VA | 0.3 | 0.3 | 0.3 | Landfill Gas | LFG | IC | 8 | 2001 |  |  | (OP) Operating | Amelia
55938 | Industrial Power Generating Company LLC | Amelia | IPP Non-CHP | VA | 0.3 | 0.3 | 0.3 | Landfill Gas | LFG | IC | 8 | 2001 |  |  | (OP) Operating | Amelia
55938 | Industrial Power Generating Company LLC | Amelia | IPP Non-CHP | VA | 0.3 | 0.3 | 0.3 | Landfill Gas | LFG | IC | 8 | 2001 |  |  | (OP) Operating | Amelia
55938 | Industrial Power Generating Company LLC | Amelia | IPP Non-CHP | VA | 0.3 | 0.3 | 0.3 | Landfill Gas | LFG | IC | 8 | 2001 |  |  | (OP) Operating | Amelia
55938 | Industrial Power Generating Company LLC | Amelia | IPP Non-CHP | VA | 0.3 | 0.3 | 0.3 | Landfill Gas | LFG | IC | 8 | 2001 |  |  | (OP) Operating | Amelia
55938 | Industrial Power Generating Company LLC | Brunswick Landfill Gas | IPP Non-CHP | VA | 0.3 | 0.3 | 0.3 | Landfill Gas | LFG | IC | 10 | 2007 |  |  | (OP) Operating | Brunswick
55938 | Industrial Power Generating Company LLC | Brunswick Landfill Gas | IPP Non-CHP | VA | 0.3 | 0.3 | 0.3 | Landfill Gas | LFG | IC | 10 | 2007 |  |  | (OP) Operating | Brunswick
55938 | Industrial Power Generating Company LLC | Brunswick Landfill Gas | IPP Non-CHP | VA | 0.3 | 0.3 | 0.3 | Landfill Gas | LFG | IC | 10 | 2007 |  |  | (OP) Operating | Brunswick
55938 | Industrial Power Generating Company LLC | Brunswick Landfill Gas | IPP Non-CHP | VA | 0.3 | 0.3 | 0.3 | Landfill Gas | LFG | IC | 10 | 2007 |  |  | (OP) Operating | Brunswick
55938 | Industrial Power Generating Company LLC | Brunswick Landfill Gas | IPP Non-CHP | VA | 0.3 | 0.3 | 0.3 | Landfill Gas | LFG | IC | 10 | 2007 |  |  | (OP) Operating | Brunswick
55938 | Industrial Power Generating Company LLC | Brunswick Landfill Gas | IPP Non-CHP | VA | 0.3 | 0.3 | 0.3 | Landfill Gas | LFG | IC | 10 | 2007 |  |  | (OP) Operating | Brunswick
55938 | Industrial Power Generating Company LLC | Brunswick Landfill Gas | IPP Non-CHP | VA | 0.3 | 0.3 | 0.3 | Landfill Gas | LFG | IC | 10 | 2007 |  |  | (OP) Operating | Brunswick
55938 | Industrial Power Generating Company LLC | Brunswick Landfill Gas | IPP Non-CHP | VA | 0.3 | 0.3 | 0.3 | Landfill Gas | LFG | IC | 10 | 2007 |  |  | (OP) Operating | Brunswick
55938 | Industrial Power Generating Company LLC | Brunswick Landfill Gas | IPP Non-CHP | VA | 0.3 | 0.3 | 0.3 | Landfill Gas | LFG | IC | 10 | 2007 |  |  | (OP) Operating | Brunswick
55938 | Industrial Power Generating Company LLC | Brunswick Landfill Gas | IPP Non-CHP | VA | 0.3 | 0.3 | 0.3 | Landfill Gas | LFG | IC | 10 | 2007 |  |  | (OP) Operating | Brunswick
55938 | Industrial Power Generating Company LLC | Brunswick Landfill Gas | IPP Non-CHP | VA | 0.3 | 0.3 | 0.3 | Landfill Gas | LFG | IC | 10 | 2007 |  |  | (OP) Operating | Brunswick
55938 | Industrial Power Generating Company LLC | Brunswick Landfill Gas | IPP Non-CHP | VA | 0.3 | 0.3 | 0.3 | Landfill Gas | LFG | IC | 10 | 2007 |  |  | (OP) Operating | Brunswick
55938 | Industrial Power Generating Company LLC | Brunswick Landfill Gas | IPP Non-CHP | VA | 0.3 | 0.3 | 0.3 | Landfill Gas | LFG | IC | 10 | 2007 |  |  | (OP) Operating | Brunswick
55938 | Industrial Power Generating Company LLC | Brunswick Landfill Gas | IPP Non-CHP | VA | 0.3 | 0.3 | 0.3 | Landfill Gas | LFG | IC | 10 | 2007 |  |  | (OP) Operating | Brunswick
55938 | Industrial Power Generating Company LLC | Brunswick Landfill Gas | IPP Non-CHP | VA | 0.3 | 0.3 | 0.3 | Landfill Gas | LFG | IC | 10 | 2007 |  |  | (OP) Operating | Brunswick
55938 | Industrial Power Generating Company LLC | Brunswick Landfill Gas | IPP Non-CHP | VA | 0.3 | 0.3 | 0.3 | Landfill Gas | LFG | IC | 10 | 2007 |  |  | (OP) Operating | Brunswick
55938 | Industrial Power Generating Company LLC | Brunswick Landfill Gas | IPP Non-CHP | VA | 0.3 | 0.3 | 0.3 | Landfill Gas | LFG | IC | 10 | 2007 |  |  | (OP) Operating | Brunswick
55938 | Industrial Power Generating Company LLC | Brunswick Landfill Gas | IPP Non-CHP | VA | 0.3 | 0.3 | 0.3 | Landfill Gas | LFG | IC | 10 | 2007 |  |  | (OP) Operating | Brunswick
55938 | Industrial Power Generating Company LLC | Brunswick Landfill Gas | IPP Non-CHP | VA | 0.3 | 0.3 | 0.3 | Landfill Gas | LFG | IC | 10 | 2007 |  |  | (OP) Operating | Brunswick
55938 | Industrial Power Generating Company LLC | Brunswick Landfill Gas | IPP Non-CHP | VA | 0.3 | 0.3 | 0.3 | Landfill Gas | LFG | IC | 10 | 2007 |  |  | (OP) Operating | Brunswick
55938 | Industrial Power Generating Company LLC | Brunswick Landfill Gas | IPP Non-CHP | VA | 0.3 | 0.3 | 0.3 | Landfill Gas | LFG | IC | 10 | 2007 |  |  | (OP) Operating | Brunswick
55938 | Industrial Power Generating Company LLC | Brunswick Landfill Gas | IPP Non-CHP | VA | 0.3 | 0.3 | 0.3 | Landfill Gas | LFG | IC | 10 | 2007 |  |  | (OP) Operating | Brunswick
55938 | Industrial Power Generating Company LLC | Brunswick Landfill Gas | IPP Non-CHP | VA | 0.3 | 0.3 | 0.3 | Landfill Gas | LFG | IC | 10 | 2007 |  |  | (OP) Operating | Brunswick
55938 | Industrial Power Generating Company LLC | Brunswick Landfill Gas | IPP Non-CHP | VA | 0.3 | 0.3 | 0.3 | Landfill Gas | LFG | IC | 10 | 2007 |  |  | (OP) Operating | Brunswick
55938 | Industrial Power Generating Company LLC | Brunswick Landfill Gas | IPP Non-CHP | VA | 0.3 | 0.3 | 0.3 | Landfill Gas | LFG | IC | 10 | 2007 |  |  | (OP) Operating | Brunswick
55938 | Industrial Power Generating Company LLC | Brunswick Landfill Gas | IPP Non-CHP | VA | 0.3 | 0.3 | 0.3 | Landfill Gas | LFG | IC | 10 | 2007 |  |  | (OP) Operating | Brunswick
55938 | Industrial Power Generating Company LLC | Brunswick Landfill Gas | IPP Non-CHP | VA | 0.3 | 0.3 | 0.3 | Landfill Gas | LFG | IC | 10 | 2007 |  |  | (OP) Operating | Brunswick
55938 | Industrial Power Generating Company LLC | Brunswick Landfill Gas | IPP Non-CHP | VA | 0.3 | 0.3 | 0.3 | Landfill Gas | LFG | IC | 10 | 2007 |  |  | (OP) Operating | Brunswick
55938 | Industrial Power Generating Company LLC | Brunswick Landfill Gas | IPP Non-CHP | VA | 0.3 | 0.3 | 0.3 | Landfill Gas | LFG | IC | 10 | 2007 |  |  | (OP) Operating | Brunswick
55938 | Industrial Power Generating Company LLC | Brunswick Landfill Gas | IPP Non-CHP | VA | 0.3 | 0.3 | 0.3 | Landfill Gas | LFG | IC | 10 | 2007 |  |  | (OP) Operating | Brunswick
55938 | Industrial Power Generating Company LLC | Brunswick Landfill Gas | IPP Non-CHP | VA | 0.3 | 0.3 | 0.3 | Landfill Gas | LFG | IC | 10 | 2007 |  |  | (OP) Operating | Brunswick
55938 | Industrial Power Generating Company LLC | Brunswick Landfill Gas | IPP Non-CHP | VA | 0.3 | 0.3 | 0.3 | Landfill Gas | LFG | IC | 10 | 2007 |  |  | (OP) Operating | Brunswick
55938 | Industrial Power Generating Company LLC | Brunswick Landfill Gas | IPP Non-CHP | VA | 0.3 | 0.3 | 0.3 | Landfill Gas | LFG | IC | 10 | 2007 |  |  | (OP) Operating | Brunswick
55938 | Industrial Power Generating Company LLC | Brunswick Landfill Gas | IPP Non-CHP | VA | 0.3 | 0.3 | 0.3 | Landfill Gas | LFG | IC | 10 | 2007 |  |  | (OP) Operating | Brunswick
55938 | Industrial Power Generating Company LLC | Brunswick Landfill Gas | IPP Non-CHP | VA | 0.3 | 0.3 | 0.3 | Landfill Gas | LFG | IC | 10 | 2007 |  |  | (OP) Operating | Brunswick
55938 | Industrial Power Generating Company LLC | Charles City | IPP Non-CHP | VA | 0.3 | 0.3 | 0.3 | Landfill Gas | LFG | IC | 11 | 2003 |  |  | (OP) Operating | Charles City
55938 | Industrial Power Generating Company LLC | Charles City | IPP Non-CHP | VA | 0.3 | 0.3 | 0.3 | Landfill Gas | LFG | IC | 11 | 2003 |  |  | (OP) Operating | Charles City
55938 | Industrial Power Generating Company LLC | Charles City | IPP Non-CHP | VA | 0.3 | 0.3 | 0.3 | Landfill Gas | LFG | IC | 11 | 2003 |  |  | (OP) Operating | Charles City
55938 | Industrial Power Generating Company LLC | Charles City | IPP Non-CHP | VA | 0.3 | 0.3 | 0.3 | Landfill Gas | LFG | IC | 11 | 2003 |  |  | (OP) Operating | Charles City
55938 | Industrial Power Generating Company LLC | Charles City | IPP Non-CHP | VA | 0.3 | 0.3 | 0.3 | Landfill Gas | LFG | IC | 11 | 2003 |  |  | (OP) Operating | Charles City
55938 | Industrial Power Generating Company LLC | Charles City | IPP Non-CHP | VA | 0.3 | 0.3 | 0.3 | Landfill Gas | LFG | IC | 11 | 2003 |  |  | (OP) Operating | Charles City
55938 | Industrial Power Generating Company LLC | Charles City | IPP Non-CHP | VA | 0.3 | 0.3 | 0.3 | Landfill Gas | LFG | IC | 11 | 2003 |  |  | (OP) Operating | Charles City
55938 | Industrial Power Generating Company LLC | Charles City | IPP Non-CHP | VA | 0.3 | 0.3 | 0.3 | Landfill Gas | LFG | IC | 11 | 2003 |  |  | (OP) Operating | Charles City
55938 | Industrial Power Generating Company LLC | Charles City | IPP Non-CHP | VA | 0.3 | 0.3 | 0.3 | Landfill Gas | LFG | IC | 11 | 2003 |  |  | (OP) Operating | Charles City
55938 | Industrial Power Generating Company LLC | Charles City | IPP Non-CHP | VA | 0.3 | 0.3 | 0.3 | Landfill Gas | LFG | IC | 11 | 2003 |  |  | (OP) Operating | Charles City
55938 | Industrial Power Generating Company LLC | Charles City | IPP Non-CHP | VA | 0.3 | 0.3 | 0.3 | Landfill Gas | LFG | IC | 11 | 2003 |  |  | (OP) Operating | Charles City
55938 | Industrial Power Generating Company LLC | Charles City | IPP Non-CHP | VA | 0.3 | 0.3 | 0.3 | Landfill Gas | LFG | IC | 11 | 2003 |  |  | (OP) Operating | Charles City
55938 | Industrial Power Generating Company LLC | Charles City | IPP Non-CHP | VA | 0.3 | 0.3 | 0.3 | Landfill Gas | LFG | IC | 11 | 2003 |  |  | (OP) Operating | Charles City
55938 | Industrial Power Generating Company LLC | Charles City | IPP Non-CHP | VA | 0.3 | 0.3 | 0.3 | Landfill Gas | LFG | IC | 11 | 2003 |  |  | (OP) Operating | Charles City
55938 | Industrial Power Generating Company LLC | Charles City | IPP Non-CHP | VA | 0.3 | 0.3 | 0.3 | Landfill Gas | LFG | IC | 11 | 2003 |  |  | (OP) Operating | Charles City
55938 | Industrial Power Generating Company LLC | Charles City | IPP Non-CHP | VA | 0.3 | 0.3 | 0.3 | Landfill Gas | LFG | IC | 11 | 2003 |  |  | (OP) Operating | Charles City
55938 | Industrial Power Generating Company LLC | Charles City | IPP Non-CHP | VA | 0.3 | 0.3 | 0.3 | Landfill Gas | LFG | IC | 11 | 2003 |  |  | (OP) Operating | Charles City
55938 | Industrial Power Generating Company LLC | Charles City | IPP Non-CHP | VA | 0.3 | 0.3 | 0.3 | Landfill Gas | LFG | IC | 11 | 2003 |  |  | (OP) Operating | Charles City
55938 | Industrial Power Generating Company LLC | Charles City | IPP Non-CHP | VA | 0.3 | 0.3 | 0.3 | Landfill Gas | LFG | IC | 11 | 2003 |  |  | (OP) Operating | Charles City
55938 | Industrial Power Generating Company LLC | Charles City | IPP Non-CHP | VA | 0.3 | 0.3 | 0.3 | Landfill Gas | LFG | IC | 11 | 2003 |  |  | (OP) Operating | Charles City
55938 | Industrial Power Generating Company LLC | Charles City | IPP Non-CHP | VA | 0.3 | 0.3 | 0.3 | Landfill Gas | LFG | IC | 11 | 2003 |  |  | (OP) Operating | Charles City
55938 | Industrial Power Generating Company LLC | Charles City | IPP Non-CHP | VA | 0.3 | 0.3 | 0.3 | Landfill Gas | LFG | IC | 11 | 2003 |  |  | (OP) Operating | Charles City
55938 | Industrial Power Generating Company LLC | Charles City | IPP Non-CHP | VA | 0.3 | 0.3 | 0.3 | Landfill Gas | LFG | IC | 11 | 2003 |  |  | (OP) Operating | Charles City
55938 | Industrial Power Generating Company LLC | Charles City | IPP Non-CHP | VA | 0.3 | 0.3 | 0.3 | Landfill Gas | LFG | IC | 11 | 2003 |  |  | (OP) Operating | Charles City
55938 | Industrial Power Generating Company LLC | Charles City | IPP Non-CHP | VA | 0.3 | 0.3 | 0.3 | Landfill Gas | LFG | IC | 11 | 2003 |  |  | (OP) Operating | Charles City
55938 | Industrial Power Generating Company LLC | Charles City | IPP Non-CHP | VA | 0.3 | 0.3 | 0.3 | Landfill Gas | LFG | IC | 11 | 2003 |  |  | (OP) Operating | Charles City
55938 | Industrial Power Generating Company LLC | Charles City | IPP Non-CHP | VA | 0.3 | 0.3 | 0.3 | Landfill Gas | LFG | IC | 11 | 2003 |  |  | (OP) Operating | Charles City
55938 | Industrial Power Generating Company LLC | Charles City | IPP Non-CHP | VA | 0.3 | 0.3 | 0.3 | Landfill Gas | LFG | IC | 11 | 2003 |  |  | (OP) Operating | Charles City
55938 | Industrial Power Generating Company LLC | Charles City | IPP Non-CHP | VA | 0.3 | 0.3 | 0.3 | Landfill Gas | LFG | IC | 11 | 2003 |  |  | (OP) Operating | Charles City
55938 | Industrial Power Generating Company LLC | Charles City | IPP Non-CHP | VA | 0.3 | 0.3 | 0.3 | Landfill Gas | LFG | IC | 11 | 2003 |  |  | (OP) Operating | Charles City
55938 | Industrial Power Generating Company LLC | Charles City | IPP Non-CHP | VA | 0.3 | 0.3 | 0.3 | Landfill Gas | LFG | IC | 11 | 2003 |  |  | (OP) Operating | Charles City
55938 | Industrial Power Generating Company LLC | Charles City | IPP Non-CHP | VA | 0.3 | 0.3 | 0.3 | Landfill Gas | LFG | IC | 11 | 2003 |  |  | (OP) Operating | Charles City
55938 | Industrial Power Generating Company LLC | Charles City | IPP Non-CHP | VA | 0.3 | 0.3 | 0.3 | Landfill Gas | LFG | IC | 11 | 2003 |  |  | (OP) Operating | Charles City
55938 | Industrial Power Generating Company LLC | Charles City | IPP Non-CHP | VA | 0.3 | 0.3 | 0.3 | Landfill Gas | LFG | IC | 11 | 2003 |  |  | (OP) Operating | Charles City
55938 | Industrial Power Generating Company LLC | Charles City | IPP Non-CHP | VA | 0.3 | 0.3 | 0.3 | Landfill Gas | LFG | IC | 11 | 2003 |  |  | (OP) Operating | Charles City
55938 | Industrial Power Generating Company LLC | Charles City | IPP Non-CHP | VA | 0.3 | 0.3 | 0.3 | Landfill Gas | LFG | IC | 11 | 2003 |  |  | (OP) Operating | Charles City
55938 | Industrial Power Generating Company LLC | Charles City | IPP Non-CHP | VA | 0.3 | 0.3 | 0.3 | Landfill Gas | LFG | IC | 11 | 2003 |  |  | (OP) Operating | Charles City
55938 | Industrial Power Generating Company LLC | Charles City | IPP Non-CHP | VA | 0.3 | 0.3 | 0.3 | Landfill Gas | LFG | IC | 11 | 2003 |  |  | (OP) Operating | Charles City
55938 | Industrial Power Generating Company LLC | Charles City | IPP Non-CHP | VA | 0.3 | 0.3 | 0.3 | Landfill Gas | LFG | IC | 11 | 2003 |  |  | (OP) Operating | Charles City
55938 | Industrial Power Generating Company LLC | Charles City | IPP Non-CHP | VA | 0.3 | 0.3 | 0.3 | Landfill Gas | LFG | IC | 11 | 2003 |  |  | (OP) Operating | Charles City
55938 | Industrial Power Generating Company LLC | Charles City | IPP Non-CHP | VA | 0.3 | 0.3 | 0.3 | Landfill Gas | LFG | IC | 11 | 2003 |  |  | (OP) Operating | Charles City
55938 | Industrial Power Generating Company LLC | Charles City | IPP Non-CHP | VA | 0.3 | 0.3 | 0.3 | Landfill Gas | LFG | IC | 11 | 2003 |  |  | (OP) Operating | Charles City
55938 | Industrial Power Generating Company LLC | Charles City | IPP Non-CHP | VA | 0.3 | 0.3 | 0.3 | Landfill Gas | LFG | IC | 11 | 2003 |  |  | (OP) Operating | Charles City
55938 | Industrial Power Generating Company LLC | Charles City | IPP Non-CHP | VA | 0.3 | 0.3 | 0.3 | Landfill Gas | LFG | IC | 11 | 2003 |  |  | (OP) Operating | Charles City
55938 | Industrial Power Generating Company LLC | Charles City | IPP Non-CHP | VA | 0.3 | 0.3 | 0.3 | Landfill Gas | LFG | IC | 11 | 2003 |  |  | (OP) Operating | Charles City
55938 | Industrial Power Generating Company LLC | Charles City | IPP Non-CHP | VA | 0.3 | 0.3 | 0.3 | Landfill Gas | LFG | IC | 11 | 2003 |  |  | (OP) Operating | Charles City
55938 | Industrial Power Generating Company LLC | Charles City | IPP Non-CHP | VA | 0.3 | 0.3 | 0.3 | Landfill Gas | LFG | IC | 11 | 2003 |  |  | (OP) Operating | Charles City
55938 | Industrial Power Generating Company LLC | Charles City | IPP Non-CHP | VA | 0.3 | 0.3 | 0.3 | Landfill Gas | LFG | IC | 11 | 2003 |  |  | (OP) Operating | Charles City
55938 | Industrial Power Generating Company LLC | Chesterfield Landfill Gas | IPP Non-CHP | VA | 0.3 | 0.3 | 0.3 | Landfill Gas | LFG | IC | 6 | 2004 |  |  | (OP) Operating | Chesterfield
55938 | Industrial Power Generating Company LLC | Chesterfield Landfill Gas | IPP Non-CHP | VA | 0.3 | 0.3 | 0.3 | Landfill Gas | LFG | IC | 6 | 2004 |  |  | (OP) Operating | Chesterfield
55938 | Industrial Power Generating Company LLC | Chesterfield Landfill Gas | IPP Non-CHP | VA | 0.3 | 0.3 | 0.3 | Landfill Gas | LFG | IC | 6 | 2004 |  |  | (OP) Operating | Chesterfield
55938 | Industrial Power Generating Company LLC | Chesterfield Landfill Gas | IPP Non-CHP | VA | 0.3 | 0.3 | 0.3 | Landfill Gas | LFG | IC | 6 | 2004 |  |  | (OP) Operating | Chesterfield
55938 | Industrial Power Generating Company LLC | Chesterfield Landfill Gas | IPP Non-CHP | VA | 0.3 | 0.3 | 0.3 | Landfill Gas | LFG | IC | 6 | 2004 |  |  | (OP) Operating | Chesterfield
55938 | Industrial Power Generating Company LLC | Chesterfield Landfill Gas | IPP Non-CHP | VA | 0.3 | 0.3 | 0.3 | Landfill Gas | LFG | IC | 6 | 2004 |  |  | (OP) Operating | Chesterfield
55938 | Industrial Power Generating Company LLC | Chesterfield Landfill Gas | IPP Non-CHP | VA | 0.3 | 0.3 | 0.3 | Landfill Gas | LFG | IC | 6 | 2004 |  |  | (OP) Operating | Chesterfield
55938 | Industrial Power Generating Company LLC | Chesterfield Landfill Gas | IPP Non-CHP | VA | 0.3 | 0.3 | 0.3 | Landfill Gas | LFG | IC | 6 | 2004 |  |  | (OP) Operating | Chesterfield
55938 | Industrial Power Generating Company LLC | Chesterfield Landfill Gas | IPP Non-CHP | VA | 0.3 | 0.3 | 0.3 | Landfill Gas | LFG | IC | 6 | 2004 |  |  | (OP) Operating | Chesterfield
55938 | Industrial Power Generating Company LLC | Chesterfield Landfill Gas | IPP Non-CHP | VA | 0.3 | 0.3 | 0.3 | Landfill Gas | LFG | IC | 6 | 2004 |  |  | (OP) Operating | Chesterfield
55938 | Industrial Power Generating Company LLC | Chesterfield Landfill Gas | IPP Non-CHP | VA | 0.3 | 0.3 | 0.3 | Landfill Gas | LFG | IC | 6 | 2004 |  |  | (OP) Operating | Chesterfield
55938 | Industrial Power Generating Company LLC | Chesterfield Landfill Gas | IPP Non-CHP | VA | 0.3 | 0.3 | 0.3 | Landfill Gas | LFG | IC | 6 | 2004 |  |  | (OP) Operating | Chesterfield
55938 | Industrial Power Generating Company LLC | Chesterfield Landfill Gas | IPP Non-CHP | VA | 0.3 | 0.3 | 0.3 | Landfill Gas | LFG | IC | 6 | 2004 |  |  | (OP) Operating | Chesterfield
55938 | Industrial Power Generating Company LLC | Chesterfield Landfill Gas | IPP Non-CHP | VA | 0.3 | 0.3 | 0.3 | Landfill Gas | LFG | IC | 6 | 2004 |  |  | (OP) Operating | Chesterfield
55938 | Industrial Power Generating Company LLC | Chesterfield Landfill Gas | IPP Non-CHP | VA | 0.3 | 0.3 | 0.3 | Landfill Gas | LFG | IC | 6 | 2004 |  |  | (OP) Operating | Chesterfield
55938 | Industrial Power Generating Company LLC | Chesterfield Landfill Gas | IPP Non-CHP | VA | 0.3 | 0.3 | 0.3 | Landfill Gas | LFG | IC | 6 | 2004 |  |  | (OP) Operating | Chesterfield
55938 | Industrial Power Generating Company LLC | Chesterfield Landfill Gas | IPP Non-CHP | VA | 0.3 | 0.3 | 0.3 | Landfill Gas | LFG | IC | 6 | 2004 |  |  | (OP) Operating | Chesterfield
55938 | Industrial Power Generating Company LLC | Chesterfield Landfill Gas | IPP Non-CHP | VA | 0.3 | 0.3 | 0.3 | Landfill Gas | LFG | IC | 6 | 2004 |  |  | (OP) Operating | Chesterfield
55938 | Industrial Power Generating Company LLC | Chesterfield Landfill Gas | IPP Non-CHP | VA | 0.3 | 0.3 | 0.3 | Landfill Gas | LFG | IC | 6 | 2004 |  |  | (OP) Operating | Chesterfield
55938 | Industrial Power Generating Company LLC | Chesterfield Landfill Gas | IPP Non-CHP | VA | 0.3 | 0.3 | 0.3 | Landfill Gas | LFG | IC | 6 | 2004 |  |  | (OP) Operating | Chesterfield
55938 | Industrial Power Generating Company LLC | Chesterfield Landfill Gas | IPP Non-CHP | VA | 0.3 | 0.3 | 0.3 | Landfill Gas | LFG | IC | 6 | 2004 |  |  | (OP) Operating | Chesterfield
55938 | Industrial Power Generating Company LLC | Chesterfield Landfill Gas | IPP Non-CHP | VA | 0.3 | 0.3 | 0.3 | Landfill Gas | LFG | IC | 6 | 2004 |  |  | (OP) Operating | Chesterfield
55938 | Industrial Power Generating Company LLC | Chesterfield Landfill Gas | IPP Non-CHP | VA | 0.3 | 0.3 | 0.3 | Landfill Gas | LFG | IC | 6 | 2004 |  |  | (OP) Operating | Chesterfield
55938 | Industrial Power Generating Company LLC | Chesterfield Landfill Gas | IPP Non-CHP | VA | 0.3 | 0.3 | 0.3 | Landfill Gas | LFG | IC | 6 | 2004 |  |  | (OP) Operating | Chesterfield
55938 | Industrial Power Generating Company LLC | Chesterfield Landfill Gas | IPP Non-CHP | VA | 0.3 | 0.3 | 0.3 | Landfill Gas | LFG | IC | 6 | 2004 |  |  | (OP) Operating | Chesterfield
55938 | Industrial Power Generating Company LLC | Chesterfield Landfill Gas | IPP Non-CHP | VA | 0.3 | 0.3 | 0.3 | Landfill Gas | LFG | IC | 6 | 2004 |  |  | (OP) Operating | Chesterfield
55938 | Industrial Power Generating Company LLC | Chesterfield Landfill Gas | IPP Non-CHP | VA | 0.3 | 0.3 | 0.3 | Landfill Gas | LFG | IC | 6 | 2004 |  |  | (OP) Operating | Chesterfield
55938 | Industrial Power Generating Company LLC | Chesterfield Landfill Gas | IPP Non-CHP | VA | 0.3 | 0.3 | 0.3 | Landfill Gas | LFG | IC | 6 | 2004 |  |  | (OP) Operating | Chesterfield
55938 | Industrial Power Generating Company LLC | Chesterfield Landfill Gas | IPP Non-CHP | VA | 0.3 | 0.3 | 0.3 | Landfill Gas | LFG | IC | 6 | 2004 |  |  | (OP) Operating | Chesterfield
55938 | Industrial Power Generating Company LLC | Chesterfield Landfill Gas | IPP Non-CHP | VA | 0.3 | 0.3 | 0.3 | Landfill Gas | LFG | IC | 6 | 2004 |  |  | (OP) Operating | Chesterfield
55938 | Industrial Power Generating Company LLC | Chesterfield Landfill Gas | IPP Non-CHP | VA | 0.3 | 0.3 | 0.3 | Landfill Gas | LFG | IC | 6 | 2004 |  |  | (OP) Operating | Chesterfield
55938 | Industrial Power Generating Company LLC | Chesterfield Landfill Gas | IPP Non-CHP | VA | 0.3 | 0.3 | 0.3 | Landfill Gas | LFG | IC | 6 | 2004 |  |  | (OP) Operating | Chesterfield
55938 | Industrial Power Generating Company LLC | Chesterfield Landfill Gas | IPP Non-CHP | VA | 0.3 | 0.3 | 0.3 | Landfill Gas | LFG | IC | 6 | 2004 |  |  | (OP) Operating | Chesterfield
55938 | Industrial Power Generating Company LLC | Chesterfield Landfill Gas | IPP Non-CHP | VA | 0.3 | 0.3 | 0.3 | Landfill Gas | LFG | IC | 6 | 2004 |  |  | (OP) Operating | Chesterfield
55938 | Industrial Power Generating Company LLC | Chesterfield Landfill Gas | IPP Non-CHP | VA | 0.3 | 0.3 | 0.3 | Landfill Gas | LFG | IC | 6 | 2004 |  |  | (OP) Operating | Chesterfield
55938 | Industrial Power Generating Company LLC | Chesterfield Landfill Gas | IPP Non-CHP | VA | 0.3 | 0.3 | 0.3 | Landfill Gas | LFG | IC | 6 | 2004 |  |  | (OP) Operating | Chesterfield
55938 | Industrial Power Generating Company LLC | Chesterfield Landfill Gas | IPP Non-CHP | VA | 0.3 | 0.3 | 0.3 | Landfill Gas | LFG | IC | 6 | 2004 |  |  | (OP) Operating | Chesterfield
55938 | Industrial Power Generating Company LLC | Chesterfield Landfill Gas | IPP Non-CHP | VA | 0.3 | 0.3 | 0.3 | Landfill Gas | LFG | IC | 6 | 2004 |  |  | (OP) Operating | Chesterfield
55938 | Industrial Power Generating Company LLC | Chesterfield Landfill Gas | IPP Non-CHP | VA | 0.3 | 0.3 | 0.3 | Landfill Gas | LFG | IC | 6 | 2004 |  |  | (OP) Operating | Chesterfield
55938 | Industrial Power Generating Company LLC | Chesterfield Landfill Gas | IPP Non-CHP | VA | 0.3 | 0.3 | 0.3 | Landfill Gas | LFG | IC | 6 | 2004 |  |  | (OP) Operating | Chesterfield
55938 | Industrial Power Generating Company LLC | Chesterfield Landfill Gas | IPP Non-CHP | VA | 0.3 | 0.3 | 0.3 | Landfill Gas | LFG | IC | 6 | 2004 |  |  | (OP) Operating | Chesterfield
55938 | Industrial Power Generating Company LLC | Chesterfield Landfill Gas | IPP Non-CHP | VA | 0.3 | 0.3 | 0.3 | Landfill Gas | LFG | IC | 6 | 2004 |  |  | (OP) Operating | Chesterfield
55938 | Industrial Power Generating Company LLC | Chesterfield Landfill Gas | IPP Non-CHP | VA | 0.3 | 0.3 | 0.3 | Landfill Gas | LFG | IC | 6 | 2004 |  |  | (OP) Operating | Chesterfield
55938 | Industrial Power Generating Company LLC | Chesterfield Landfill Gas | IPP Non-CHP | VA | 0.3 | 0.3 | 0.3 | Landfill Gas | LFG | IC | 6 | 2004 |  |  | (OP) Operating | Chesterfield
55938 | Industrial Power Generating Company LLC | Chesterfield Landfill Gas | IPP Non-CHP | VA | 0.3 | 0.3 | 0.3 | Landfill Gas | LFG | IC | 6 | 2004 |  |  | (OP) Operating | Chesterfield
55938 | Industrial Power Generating Company LLC | Chesterfield Landfill Gas | IPP Non-CHP | VA | 0.3 | 0.3 | 0.3 | Landfill Gas | LFG | IC | 6 | 2004 |  |  | (OP) Operating | Chesterfield
55938 | Industrial Power Generating Company LLC | Chesterfield Landfill Gas | IPP Non-CHP | VA | 0.3 | 0.3 | 0.3 | Landfill Gas | LFG | IC | 6 | 2004 |  |  | (OP) Operating | Chesterfield
55938 | Industrial Power Generating Company LLC | Chesterfield Landfill Gas | IPP Non-CHP | VA | 0.3 | 0.3 | 0.3 | Landfill Gas | LFG | IC | 6 | 2004 |  |  | (OP) Operating | Chesterfield
55938 | Industrial Power Generating Company LLC | King & Queen | IPP Non-CHP | VA | 0.3 | 0.3 | 0.3 | Landfill Gas | LFG | IC | 1 | 2008 |  |  | (OP) Operating | King and Queen
55938 | Industrial Power Generating Company LLC | King & Queen | IPP Non-CHP | VA | 0.3 | 0.3 | 0.3 | Landfill Gas | LFG | IC | 1 | 2008 |  |  | (OP) Operating | King and Queen
55938 | Industrial Power Generating Company LLC | King & Queen | IPP Non-CHP | VA | 0.3 | 0.3 | 0.3 | Landfill Gas | LFG | IC | 1 | 2008 |  |  | (OP) Operating | King and Queen
55938 | Industrial Power Generating Company LLC | King & Queen | IPP Non-CHP | VA | 0.3 | 0.3 | 0.3 | Landfill Gas | LFG | IC | 1 | 2008 |  |  | (OP) Operating | King and Queen
55938 | Industrial Power Generating Company LLC | King & Queen | IPP Non-CHP | VA | 0.3 | 0.3 | 0.3 | Landfill Gas | LFG | IC | 1 | 2008 |  |  | (OP) Operating | King and Queen
55938 | Industrial Power Generating Company LLC | King & Queen | IPP Non-CHP | VA | 0.3 | 0.3 | 0.3 | Landfill Gas | LFG | IC | 1 | 2008 |  |  | (OP) Operating | King and Queen
55938 | Industrial Power Generating Company LLC | King & Queen | IPP Non-CHP | VA | 0.3 | 0.3 | 0.3 | Landfill Gas | LFG | IC | 1 | 2008 |  |  | (OP) Operating | King and Queen
55938 | Industrial Power Generating Company LLC | King & Queen | IPP Non-CHP | VA | 0.3 | 0.3 | 0.3 | Landfill Gas | LFG | IC | 1 | 2008 |  |  | (OP) Operating | King and Queen
55938 | Industrial Power Generating Company LLC | King & Queen | IPP Non-CHP | VA | 0.3 | 0.3 | 0.3 | Landfill Gas | LFG | IC | 1 | 2008 |  |  | (OP) Operating | King and Queen
55938 | Industrial Power Generating Company LLC | King & Queen | IPP Non-CHP | VA | 0.3 | 0.3 | 0.3 | Landfill Gas | LFG | IC | 1 | 2008 |  |  | (OP) Operating | King and Queen
55938 | Industrial Power Generating Company LLC | King & Queen | IPP Non-CHP | VA | 0.3 | 0.3 | 0.3 | Landfill Gas | LFG | IC | 1 | 2008 |  |  | (OP) Operating | King and Queen
55938 | Industrial Power Generating Company LLC | King & Queen | IPP Non-CHP | VA | 0.3 | 0.3 | 0.3 | Landfill Gas | LFG | IC | 1 | 2008 |  |  | (OP) Operating | King and Queen
55938 | Industrial Power Generating Company LLC | King & Queen | IPP Non-CHP | VA | 0.3 | 0.3 | 0.3 | Landfill Gas | LFG | IC | 1 | 2008 |  |  | (OP) Operating | King and Queen
55938 | Industrial Power Generating Company LLC | King & Queen | IPP Non-CHP | VA | 0.3 | 0.3 | 0.3 | Landfill Gas | LFG | IC | 1 | 2008 |  |  | (OP) Operating | King and Queen
55938 | Industrial Power Generating Company LLC | King & Queen | IPP Non-CHP | VA | 0.3 | 0.3 | 0.3 | Landfill Gas | LFG | IC | 1 | 2008 |  |  | (OP) Operating | King and Queen
55938 | Industrial Power Generating Company LLC | King & Queen | IPP Non-CHP | VA | 0.3 | 0.3 | 0.3 | Landfill Gas | LFG | IC | 1 | 2008 |  |  | (OP) Operating | King and Queen
55938 | Industrial Power Generating Company LLC | King & Queen | IPP Non-CHP | VA | 0.3 | 0.3 | 0.3 | Landfill Gas | LFG | IC | 1 | 2008 |  |  | (OP) Operating | King and Queen
55938 | Industrial Power Generating Company LLC | King & Queen | IPP Non-CHP | VA | 0.3 | 0.3 | 0.3 | Landfill Gas | LFG | IC | 1 | 2008 |  |  | (OP) Operating | King and Queen
55938 | Industrial Power Generating Company LLC | King & Queen | IPP Non-CHP | VA | 0.3 | 0.3 | 0.3 | Landfill Gas | LFG | IC | 1 | 2008 |  |  | (OP) Operating | King and Queen
55938 | Industrial Power Generating Company LLC | King & Queen | IPP Non-CHP | VA | 0.3 | 0.3 | 0.3 | Landfill Gas | LFG | IC | 1 | 2008 |  |  | (OP) Operating | King and Queen
55938 | Industrial Power Generating Company LLC | King & Queen | IPP Non-CHP | VA | 0.3 | 0.3 | 0.3 | Landfill Gas | LFG | IC | 1 | 2008 |  |  | (OP) Operating | King and Queen
55938 | Industrial Power Generating Company LLC | King & Queen | IPP Non-CHP | VA | 0.3 | 0.3 | 0.3 | Landfill Gas | LFG | IC | 1 | 2008 |  |  | (OP) Operating | King and Queen
55938 | Industrial Power Generating Company LLC | King & Queen | IPP Non-CHP | VA | 0.3 | 0.3 | 0.3 | Landfill Gas | LFG | IC | 1 | 2008 |  |  | (OP) Operating | King and Queen
55938 | Industrial Power Generating Company LLC | King & Queen | IPP Non-CHP | VA | 0.3 | 0.3 | 0.3 | Landfill Gas | LFG | IC | 1 | 2008 |  |  | (OP) Operating | King and Queen
55938 | Industrial Power Generating Company LLC | King & Queen | IPP Non-CHP | VA | 0.3 | 0.3 | 0.3 | Landfill Gas | LFG | IC | 1 | 2008 |  |  | (OP) Operating | King and Queen
55938 | Industrial Power Generating Company LLC | King & Queen | IPP Non-CHP | VA | 0.3 | 0.3 | 0.3 | Landfill Gas | LFG | IC | 1 | 2008 |  |  | (OP) Operating | King and Queen
55938 | Industrial Power Generating Company LLC | King & Queen | IPP Non-CHP | VA | 0.3 | 0.3 | 0.3 | Landfill Gas | LFG | IC | 1 | 2008 |  |  | (OP) Operating | King and Queen
55938 | Industrial Power Generating Company LLC | King & Queen | IPP Non-CHP | VA | 0.3 | 0.3 | 0.3 | Landfill Gas | LFG | IC | 1 | 2008 |  |  | (OP) Operating | King and Queen
55938 | Industrial Power Generating Company LLC | King & Queen | IPP Non-CHP | VA | 0.3 | 0.3 | 0.3 | Landfill Gas | LFG | IC | 1 | 2008 |  |  | (OP) Operating | King and Queen
55938 | Industrial Power Generating Company LLC | King & Queen | IPP Non-CHP | VA | 0.3 | 0.3 | 0.3 | Landfill Gas | LFG | IC | 1 | 2008 |  |  | (OP) Operating | King and Queen
55938 | Industrial Power Generating Company LLC | King & Queen | IPP Non-CHP | VA | 0.3 | 0.3 | 0.3 | Landfill Gas | LFG | IC | 1 | 2008 |  |  | (OP) Operating | King and Queen
55938 | Industrial Power Generating Company LLC | King & Queen | IPP Non-CHP | VA | 0.3 | 0.3 | 0.3 | Landfill Gas | LFG | IC | 1 | 2008 |  |  | (OP) Operating | King and Queen
55938 | Industrial Power Generating Company LLC | King & Queen | IPP Non-CHP | VA | 0.3 | 0.3 | 0.3 | Landfill Gas | LFG | IC | 1 | 2008 |  |  | (OP) Operating | King and Queen
55938 | Industrial Power Generating Company LLC | King & Queen | IPP Non-CHP | VA | 0.3 | 0.3 | 0.3 | Landfill Gas | LFG | IC | 1 | 2008 |  |  | (OP) Operating | King and Queen
55938 | Industrial Power Generating Company LLC | King & Queen | IPP Non-CHP | VA | 0.3 | 0.3 | 0.3 | Landfill Gas | LFG | IC | 1 | 2008 |  |  | (OP) Operating | King and Queen
55938 | Industrial Power Generating Company LLC | King & Queen | IPP Non-CHP | VA | 0.3 | 0.3 | 0.3 | Landfill Gas | LFG | IC | 1 | 2008 |  |  | (OP) Operating | King and Queen
55938 | Industrial Power Generating Company LLC | Rockville 1 & 2 | IPP Non-CHP | VA | 0.3 | 0.3 | 0.3 | Petroleum Liquids | DFO | IC | 10 | 1995 |  |  | (OP) Operating | Goochland
55938 | Industrial Power Generating Company LLC | Rockville 1 & 2 | IPP Non-CHP | VA | 0.3 | 0.3 | 0.3 | Petroleum Liquids | DFO | IC | 10 | 1995 |  |  | (OP) Operating | Goochland
55938 | Industrial Power Generating Company LLC | Rockville 1 & 2 | IPP Non-CHP | VA | 0.3 | 0.3 | 0.3 | Petroleum Liquids | DFO | IC | 10 | 1995 |  |  | (OP) Operating | Goochland
55938 | Industrial Power Generating Company LLC | Rockville 1 & 2 | IPP Non-CHP | VA | 0.3 | 0.3 | 0.3 | Petroleum Liquids | DFO | IC | 10 | 1995 |  |  | (OP) Operating | Goochland
55938 | Industrial Power Generating Company LLC | Rockville 1 & 2 | IPP Non-CHP | VA | 0.3 | 0.3 | 0.3 | Petroleum Liquids | DFO | IC | 10 | 1995 |  |  | (OP) Operating | Goochland
55938 | Industrial Power Generating Company LLC | Rockville 1 & 2 | IPP Non-CHP | VA | 0.3 | 0.3 | 0.3 | Petroleum Liquids | DFO | IC | 10 | 1995 |  |  | (OP) Operating | Goochland
55938 | Industrial Power Generating Company LLC | Rockville 1 & 2 | IPP Non-CHP | VA | 0.3 | 0.3 | 0.3 | Petroleum Liquids | DFO | IC | 10 | 1995 |  |  | (OP) Operating | Goochland
55938 | Industrial Power Generating Company LLC | Rockville 1 & 2 | IPP Non-CHP | VA | 0.3 | 0.3 | 0.3 | Petroleum Liquids | DFO | IC | 10 | 1995 |  |  | (OP) Operating | Goochland
55938 | Industrial Power Generating Company LLC | Rockville 1 & 2 | IPP Non-CHP | VA | 0.3 | 0.3 | 0.3 | Petroleum Liquids | DFO | IC | 10 | 1995 |  |  | (OP) Operating | Goochland
55938 | Industrial Power Generating Company LLC | Rockville 1 & 2 | IPP Non-CHP | VA | 0.3 | 0.3 | 0.3 | Petroleum Liquids | DFO | IC | 10 | 1995 |  |  | (OP) Operating | Goochland
55938 | Industrial Power Generating Company LLC | Rockville 1 & 2 | IPP Non-CHP | VA | 0.3 | 0.3 | 0.3 | Petroleum Liquids | DFO | IC | 10 | 1995 |  |  | (OP) Operating | Goochland
55938 | Industrial Power Generating Company LLC | Rockville 1 & 2 | IPP Non-CHP | VA | 0.3 | 0.3 | 0.3 | Petroleum Liquids | DFO | IC | 10 | 1995 |  |  | (OP) Operating | Goochland
55938 | Industrial Power Generating Company LLC | Rockville 1 & 2 | IPP Non-CHP | VA | 0.3 | 0.3 | 0.3 | Petroleum Liquids | DFO | IC | 10 | 1995 |  |  | (OP) Operating | Goochland
55938 | Industrial Power Generating Company LLC | Rockville 1 & 2 | IPP Non-CHP | VA | 0.3 | 0.3 | 0.3 | Petroleum Liquids | DFO | IC | 10 | 1995 |  |  | (OP) Operating | Goochland
55938 | Industrial Power Generating Company LLC | Rockville 1 & 2 | IPP Non-CHP | VA | 0.3 | 0.3 | 0.3 | Petroleum Liquids | DFO | IC | 10 | 1995 |  |  | (OP) Operating | Goochland
55938 | Industrial Power Generating Company LLC | Rockville 1 & 2 | IPP Non-CHP | VA | 0.3 | 0.3 | 0.3 | Petroleum Liquids | DFO | IC | 6 | 2000 |  |  | (OP) Operating | Goochland
55938 | Industrial Power Generating Company LLC | Rockville 1 & 2 | IPP Non-CHP | VA | 0.3 | 0.3 | 0.3 | Petroleum Liquids | DFO | IC | 6 | 2000 |  |  | (OP) Operating | Goochland
55938 | Industrial Power Generating Company LLC | Rockville 1 & 2 | IPP Non-CHP | VA | 0.3 | 0.3 | 0.3 | Petroleum Liquids | DFO | IC | 6 | 2000 |  |  | (OP) Operating | Goochland
55938 | Industrial Power Generating Company LLC | Rockville 1 & 2 | IPP Non-CHP | VA | 0.3 | 0.3 | 0.3 | Petroleum Liquids | DFO | IC | 6 | 2000 |  |  | (OP) Operating | Goochland
55938 | Industrial Power Generating Company LLC | Rockville 1 & 2 | IPP Non-CHP | VA | 0.3 | 0.3 | 0.3 | Petroleum Liquids | DFO | IC | 6 | 2000 |  |  | (OP) Operating | Goochland
55938 | Industrial Power Generating Company LLC | Rockville 1 & 2 | IPP Non-CHP | VA | 0.3 | 0.3 | 0.3 | Petroleum Liquids | DFO | IC | 6 | 2000 |  |  | (OP) Operating | Goochland
55938 | Industrial Power Generating Company LLC | Rockville 1 & 2 | IPP Non-CHP | VA | 0.3 | 0.3 | 0.3 | Petroleum Liquids | DFO | IC | 6 | 2000 |  |  | (OP) Operating | Goochland
55938 | Industrial Power Generating Company LLC | Rockville 1 & 2 | IPP Non-CHP | VA | 0.3 | 0.3 | 0.3 | Petroleum Liquids | DFO | IC | 6 | 2000 |  |  | (OP) Operating | Goochland
55938 | Industrial Power Generating Company LLC | Rockville 1 & 2 | IPP Non-CHP | VA | 0.3 | 0.3 | 0.3 | Petroleum Liquids | DFO | IC | 6 | 2000 |  |  | (OP) Operating | Goochland
55938 | Industrial Power Generating Company LLC | Rockville 1 & 2 | IPP Non-CHP | VA | 0.3 | 0.3 | 0.3 | Petroleum Liquids | DFO | IC | 6 | 2000 |  |  | (OP) Operating | Goochland
55938 | Industrial Power Generating Company LLC | Rockville 1 & 2 | IPP Non-CHP | VA | 0.3 | 0.3 | 0.3 | Petroleum Liquids | DFO | IC | 6 | 2000 |  |  | (OP) Operating | Goochland
55938 | Industrial Power Generating Company LLC | Rockville 1 & 2 | IPP Non-CHP | VA | 0.3 | 0.3 | 0.3 | Petroleum Liquids | DFO | IC | 6 | 2000 |  |  | (OP) Operating | Goochland
55938 | Industrial Power Generating Company LLC | Rockville 1 & 2 | IPP Non-CHP | VA | 0.3 | 0.3 | 0.3 | Petroleum Liquids | DFO | IC | 6 | 2000 |  |  | (OP) Operating | Goochland
55938 | Industrial Power Generating Company LLC | Rockville 1 & 2 | IPP Non-CHP | VA | 0.3 | 0.3 | 0.3 | Petroleum Liquids | DFO | IC | 6 | 2000 |  |  | (OP) Operating | Goochland
55938 | Industrial Power Generating Company LLC | Rockville 1 & 2 | IPP Non-CHP | VA | 0.3 | 0.3 | 0.3 | Petroleum Liquids | DFO | IC | 6 | 2000 |  |  | (OP) Operating | Goochland
55938 | Industrial Power Generating Company LLC | Rockville 1 & 2 | IPP Non-CHP | VA | 0.3 | 0.3 | 0.3 | Petroleum Liquids | DFO | IC | 6 | 2000 |  |  | (OP) Operating | Goochland
55938 | Industrial Power Generating Company LLC | Rockville 1 & 2 | IPP Non-CHP | VA | 0.3 | 0.3 | 0.3 | Petroleum Liquids | DFO | IC | 6 | 2000 |  |  | (OP) Operating | Goochland
55938 | Industrial Power Generating Company LLC | Rockville 1 & 2 | IPP Non-CHP | VA | 0.3 | 0.3 | 0.3 | Petroleum Liquids | DFO | IC | 6 | 2000 |  |  | (OP) Operating | Goochland
55938 | Industrial Power Generating Company LLC | Rockville 1 & 2 | IPP Non-CHP | VA | 0.3 | 0.3 | 0.3 | Petroleum Liquids | DFO | IC | 6 | 2000 |  |  | (OP) Operating | Goochland
55938 | Industrial Power Generating Company LLC | Rockville 1 & 2 | IPP Non-CHP | VA | 0.3 | 0.3 | 0.3 | Petroleum Liquids | DFO | IC | 6 | 2000 |  |  | (OP) Operating | Goochland
55938 | Industrial Power Generating Company LLC | Rockville 1 & 2 | IPP Non-CHP | VA | 0.3 | 0.3 | 0.3 | Petroleum Liquids | DFO | IC | 6 | 2000 |  |  | (OP) Operating | Goochland
55938 | Industrial Power Generating Company LLC | Virginia Beach | IPP Non-CHP | VA | 0.3 | 0.3 | 0.3 | Landfill Gas | LFG | IC | 11 | 2001 |  |  | (OP) Operating | Virginia Beach City
55938 | Industrial Power Generating Company LLC | Virginia Beach | IPP Non-CHP | VA | 0.3 | 0.3 | 0.3 | Landfill Gas | LFG | IC | 11 | 2001 |  |  | (OP) Operating | Virginia Beach City
55938 | Industrial Power Generating Company LLC | Virginia Beach | IPP Non-CHP | VA | 0.3 | 0.3 | 0.3 | Landfill Gas | LFG | IC | 11 | 2001 |  |  | (OP) Operating | Virginia Beach City
55938 | Industrial Power Generating Company LLC | Virginia Beach | IPP Non-CHP | VA | 0.3 | 0.3 | 0.3 | Landfill Gas | LFG | IC | 11 | 2001 |  |  | (OP) Operating | Virginia Beach City
55938 | Industrial Power Generating Company LLC | Virginia Beach | IPP Non-CHP | VA | 0.3 | 0.3 | 0.3 | Landfill Gas | LFG | IC | 11 | 2001 |  |  | (OP) Operating | Virginia Beach City
55938 | Industrial Power Generating Company LLC | Virginia Beach | IPP Non-CHP | VA | 0.3 | 0.3 | 0.3 | Landfill Gas | LFG | IC | 11 | 2001 |  |  | (OP) Operating | Virginia Beach City
55938 | Industrial Power Generating Company LLC | Virginia Beach | IPP Non-CHP | VA | 0.3 | 0.3 | 0.3 | Landfill Gas | LFG | IC | 11 | 2001 |  |  | (OP) Operating | Virginia Beach City
55938 | Industrial Power Generating Company LLC | Virginia Beach | IPP Non-CHP | VA | 0.3 | 0.3 | 0.3 | Landfill Gas | LFG | IC | 11 | 2001 |  |  | (OP) Operating | Virginia Beach City
55938 | Industrial Power Generating Company LLC | Virginia Beach | IPP Non-CHP | VA | 0.3 | 0.3 | 0.3 | Landfill Gas | LFG | IC | 11 | 2001 |  |  | (OP) Operating | Virginia Beach City
55938 | Industrial Power Generating Company LLC | Virginia Beach | IPP Non-CHP | VA | 0.3 | 0.3 | 0.3 | Landfill Gas | LFG | IC | 11 | 2001 |  |  | (OP) Operating | Virginia Beach City
55938 | Industrial Power Generating Company LLC | Virginia Beach | IPP Non-CHP | VA | 0.3 | 0.3 | 0.3 | Landfill Gas | LFG | IC | 11 | 2001 |  |  | (OP) Operating | Virginia Beach City
55938 | Industrial Power Generating Company LLC | Virginia Beach | IPP Non-CHP | VA | 0.3 | 0.3 | 0.3 | Landfill Gas | LFG | IC | 11 | 2001 |  |  | (OP) Operating | Virginia Beach City
55938 | Industrial Power Generating Company LLC | Virginia Beach | IPP Non-CHP | VA | 0.3 | 0.3 | 0.3 | Landfill Gas | LFG | IC | 11 | 2001 |  |  | (OP) Operating | Virginia Beach City
55938 | Industrial Power Generating Company LLC | Virginia Beach | IPP Non-CHP | VA | 0.3 | 0.3 | 0.3 | Landfill Gas | LFG | IC | 11 | 2001 |  |  | (OP) Operating | Virginia Beach City
55938 | Industrial Power Generating Company LLC | Virginia Beach | IPP Non-CHP | VA | 0.3 | 0.3 | 0.3 | Landfill Gas | LFG | IC | 11 | 2001 |  |  | (OP) Operating | Virginia Beach City
55938 | Industrial Power Generating Company LLC | Virginia Beach | IPP Non-CHP | VA | 0.3 | 0.3 | 0.3 | Landfill Gas | LFG | IC | 11 | 2001 |  |  | (OP) Operating | Virginia Beach City
55938 | Industrial Power Generating Company LLC | Virginia Beach | IPP Non-CHP | VA | 0.3 | 0.3 | 0.3 | Landfill Gas | LFG | IC | 11 | 2001 |  |  | (OP) Operating | Virginia Beach City
55938 | Industrial Power Generating Company LLC | Virginia Beach | IPP Non-CHP | VA | 0.3 | 0.3 | 0.3 | Landfill Gas | LFG | IC | 11 | 2001 |  |  | (OP) Operating | Virginia Beach City
55938 | Industrial Power Generating Company LLC | Virginia Beach | IPP Non-CHP | VA | 0.3 | 0.3 | 0.3 | Landfill Gas | LFG | IC | 11 | 2001 |  |  | (OP) Operating | Virginia Beach City
55938 | Industrial Power Generating Company LLC | Virginia Beach | IPP Non-CHP | VA | 0.3 | 0.3 | 0.3 | Landfill Gas | LFG | IC | 11 | 2001 |  |  | (OP) Operating | Virginia Beach City
55938 | Industrial Power Generating Company LLC | Virginia Beach | IPP Non-CHP | VA | 0.3 | 0.3 | 0.3 | Landfill Gas | LFG | IC | 11 | 2001 |  |  | (OP) Operating | Virginia Beach City
55938 | Industrial Power Generating Company LLC | Virginia Beach | IPP Non-CHP | VA | 0.3 | 0.3 | 0.3 | Landfill Gas | LFG | IC | 11 | 2001 |  |  | (OP) Operating | Virginia Beach City
55938 | Industrial Power Generating Company LLC | Virginia Beach | IPP Non-CHP | VA | 0.3 | 0.3 | 0.3 | Landfill Gas | LFG | IC | 11 | 2001 |  |  | (OP) Operating | Virginia Beach City
55938 | Industrial Power Generating Company LLC | Virginia Beach | IPP Non-CHP | VA | 0.3 | 0.3 | 0.3 | Landfill Gas | LFG | IC | 11 | 2001 |  |  | (OP) Operating | Virginia Beach City
55938 | Industrial Power Generating Company LLC | Virginia Beach | IPP Non-CHP | VA | 0.3 | 0.3 | 0.3 | Landfill Gas | LFG | IC | 11 | 2001 |  |  | (OP) Operating | Virginia Beach City
55938 | Industrial Power Generating Company LLC | Virginia Beach | IPP Non-CHP | VA | 0.3 | 0.3 | 0.3 | Landfill Gas | LFG | IC | 11 | 2001 |  |  | (OP) Operating | Virginia Beach City
55938 | Industrial Power Generating Company LLC | Virginia Beach | IPP Non-CHP | VA | 0.3 | 0.3 | 0.3 | Landfill Gas | LFG | IC | 11 | 2001 |  |  | (OP) Operating | Virginia Beach City
55938 | Industrial Power Generating Company LLC | Virginia Beach | IPP Non-CHP | VA | 0.3 | 0.3 | 0.3 | Landfill Gas | LFG | IC | 11 | 2001 |  |  | (OP) Operating | Virginia Beach City
55938 | Industrial Power Generating Company LLC | Virginia Beach | IPP Non-CHP | VA | 0.3 | 0.3 | 0.3 | Landfill Gas | LFG | IC | 11 | 2001 |  |  | (OP) Operating | Virginia Beach City
55938 | Industrial Power Generating Company LLC | Virginia Beach | IPP Non-CHP | VA | 0.3 | 0.3 | 0.3 | Landfill Gas | LFG | IC | 11 | 2001 |  |  | (OP) Operating | Virginia Beach City
55938 | Industrial Power Generating Company LLC | Virginia Beach | IPP Non-CHP | VA | 0.3 | 0.3 | 0.3 | Landfill Gas | LFG | IC | 11 | 2001 |  |  | (OP) Operating | Virginia Beach City
55938 | Industrial Power Generating Company LLC | Virginia Beach | IPP Non-CHP | VA | 0.3 | 0.3 | 0.3 | Landfill Gas | LFG | IC | 11 | 2001 |  |  | (OP) Operating | Virginia Beach City
55938 | Industrial Power Generating Company LLC | Virginia Beach | IPP Non-CHP | VA | 0.3 | 0.3 | 0.3 | Landfill Gas | LFG | IC | 11 | 2001 |  |  | (OP) Operating | Virginia Beach City
55938 | Industrial Power Generating Company LLC | Virginia Beach | IPP Non-CHP | VA | 0.3 | 0.3 | 0.3 | Landfill Gas | LFG | IC | 11 | 2001 |  |  | (OP) Operating | Virginia Beach City
55938 | Industrial Power Generating Company LLC | Virginia Beach | IPP Non-CHP | VA | 0.3 | 0.3 | 0.3 | Landfill Gas | LFG | IC | 11 | 2001 |  |  | (OP) Operating | Virginia Beach City
55938 | Industrial Power Generating Company LLC | Virginia Beach | IPP Non-CHP | VA | 0.3 | 0.3 | 0.3 | Landfill Gas | LFG | IC | 11 | 2001 |  |  | (OP) Operating | Virginia Beach City
55988 | Virginia Polytechnic Inst and State Unv | Virginia Tech Power Plant | Commercial CHP | VA | 6.3 | 2.5 | 6.3 | Natural Gas Steam Turbine | NG | ST | 3 | 1976 |  |  | (OP) Operating | Montgomery
19876 | Virginia Electric & Power Co | Bear Garden | Electric Utility | VA | 145 | 165 | 181 | Natural Gas Fired Combined Cycle | NG | CT | 5 | 2011 |  |  | (OP) Operating | Buckingham
19876 | Virginia Electric & Power Co | Bear Garden | Electric Utility | VA | 152 | 170 | 187 | Natural Gas Fired Combined Cycle | NG | CT | 5 | 2011 |  |  | (OP) Operating | Buckingham
19876 | Virginia Electric & Power Co | Bear Garden | Electric Utility | VA | 262 | 254 | 254 | Natural Gas Fired Combined Cycle | NG | CA | 5 | 2011 |  |  | (OP) Operating | Buckingham
19876 | Virginia Electric & Power Co | Virginia City Hybrid Energy Center | Electric Utility | VA | 668 | 610 | 624 | Conventional Steam Coal | BIT | ST | 7 | 2012 |  |  | (OP) Operating | Wise
56100 | AMERESCO Stafford LLC | Ameresco Stafford | IPP Non-CHP | VA | 1.1 | 1 | 1 | Landfill Gas | LFG | IC | 5 | 2009 |  |  | (OP) Operating | Stafford
56100 | AMERESCO Stafford LLC | Ameresco Stafford | IPP Non-CHP | VA | 1.1 | 1 | 1 | Landfill Gas | LFG | IC | 5 | 2009 |  |  | (OP) Operating | Stafford
54842 | WM Renewable Energy LLC | Waste Management Middle Peninsula LFGTE | IPP Non-CHP | VA | 0.8 | 0.8 | 0.8 | Landfill Gas | LFG | IC | 9 | 2009 |  |  | (OP) Operating | Middlesex
54842 | WM Renewable Energy LLC | Waste Management Middle Peninsula LFGTE | IPP Non-CHP | VA | 0.8 | 0.8 | 0.8 | Landfill Gas | LFG | IC | 9 | 2009 |  |  | (OP) Operating | Middlesex
54842 | WM Renewable Energy LLC | Waste Management Middle Peninsula LFGTE | IPP Non-CHP | VA | 0.8 | 0.8 | 0.8 | Landfill Gas | LFG | IC | 9 | 2009 |  |  | (OP) Operating | Middlesex
54842 | WM Renewable Energy LLC | Waste Management Middle Peninsula LFGTE | IPP Non-CHP | VA | 0.8 | 0.8 | 0.8 | Landfill Gas | LFG | IC | 9 | 2009 |  |  | (OP) Operating | Middlesex
54842 | WM Renewable Energy LLC | Waste Management Middle Peninsula LFGTE | IPP Non-CHP | VA | 0.8 | 0.8 | 0.8 | Landfill Gas | LFG | IC | 9 | 2009 |  |  | (OP) Operating | Middlesex
54842 | WM Renewable Energy LLC | Waste Management Middle Peninsula LFGTE | IPP Non-CHP | VA | 0.8 | 0.8 | 0.8 | Landfill Gas | LFG | IC | 9 | 2009 |  |  | (OP) Operating | Middlesex
54842 | WM Renewable Energy LLC | Waste Management Middle Peninsula LFGTE | IPP Non-CHP | VA | 0.8 | 0.8 | 0.8 | Landfill Gas | LFG | IC | 9 | 2009 |  |  | (OP) Operating | Middlesex
54842 | WM Renewable Energy LLC | Waste Management Middle Peninsula LFGTE | IPP Non-CHP | VA | 0.8 | 0.8 | 0.8 | Landfill Gas | LFG | IC | 9 | 2009 |  |  | (OP) Operating | Middlesex
54842 | WM Renewable Energy LLC | Waste Management King George LFGTE | IPP Non-CHP | VA | 3.3 | 2.8 | 3.2 | Landfill Gas | LFG | GT | 5 | 2010 |  |  | (OP) Operating | King George
54842 | WM Renewable Energy LLC | Waste Management King George LFGTE | IPP Non-CHP | VA | 3.3 | 2.8 | 3.2 | Landfill Gas | LFG | GT | 5 | 2010 |  |  | (OP) Operating | King George
54842 | WM Renewable Energy LLC | Waste Management King George LFGTE | IPP Non-CHP | VA | 3.3 | 2.8 | 3.2 | Landfill Gas | LFG | GT | 5 | 2010 |  |  | (OP) Operating | King George
54842 | WM Renewable Energy LLC | Waste Management King George LFGTE | IPP Non-CHP | VA | 3.3 | 2.9 | 3.3 | Landfill Gas | LFG | GT | 6 | 2011 |  |  | (OP) Operating | King George
55938 | Industrial Power Generating Company LLC | Henrico | IPP Non-CHP | VA | 0.3 | 0.3 | 0.3 | Landfill Gas | LFG | IC | 9 | 2010 |  |  | (OP) Operating | Henrico
55938 | Industrial Power Generating Company LLC | Henrico | IPP Non-CHP | VA | 0.3 | 0.3 | 0.3 | Landfill Gas | LFG | IC | 9 | 2010 |  |  | (OP) Operating | Henrico
55938 | Industrial Power Generating Company LLC | Henrico | IPP Non-CHP | VA | 0.3 | 0.3 | 0.3 | Landfill Gas | LFG | IC | 9 | 2010 |  |  | (OP) Operating | Henrico
55938 | Industrial Power Generating Company LLC | Henrico | IPP Non-CHP | VA | 0.3 | 0.3 | 0.3 | Landfill Gas | LFG | IC | 9 | 2010 |  |  | (OP) Operating | Henrico
55938 | Industrial Power Generating Company LLC | Henrico | IPP Non-CHP | VA | 0.3 | 0.3 | 0.3 | Landfill Gas | LFG | IC | 9 | 2010 |  |  | (OP) Operating | Henrico
55938 | Industrial Power Generating Company LLC | Henrico | IPP Non-CHP | VA | 0.3 | 0.3 | 0.3 | Landfill Gas | LFG | IC | 9 | 2010 |  |  | (OP) Operating | Henrico
55938 | Industrial Power Generating Company LLC | Henrico | IPP Non-CHP | VA | 0.3 | 0.3 | 0.3 | Landfill Gas | LFG | IC | 9 | 2010 |  |  | (OP) Operating | Henrico
55938 | Industrial Power Generating Company LLC | Henrico | IPP Non-CHP | VA | 0.3 | 0.3 | 0.3 | Landfill Gas | LFG | IC | 9 | 2010 |  |  | (OP) Operating | Henrico
55938 | Industrial Power Generating Company LLC | Henrico | IPP Non-CHP | VA | 0.3 | 0.3 | 0.3 | Landfill Gas | LFG | IC | 9 | 2010 |  |  | (OP) Operating | Henrico
55938 | Industrial Power Generating Company LLC | Henrico | IPP Non-CHP | VA | 0.3 | 0.3 | 0.3 | Landfill Gas | LFG | IC | 9 | 2010 |  |  | (OP) Operating | Henrico
55938 | Industrial Power Generating Company LLC | Henrico | IPP Non-CHP | VA | 0.3 | 0.3 | 0.3 | Landfill Gas | LFG | IC | 9 | 2010 |  |  | (OP) Operating | Henrico
55938 | Industrial Power Generating Company LLC | Henrico | IPP Non-CHP | VA | 0.3 | 0.3 | 0.3 | Landfill Gas | LFG | IC | 9 | 2010 |  |  | (OP) Operating | Henrico
57051 | Frederick County Virginia | Frederick County LFGTE Facility | Commercial Non-CHP | VA | 1 | 1 | 1 | Landfill Gas | LFG | IC | 11 | 2010 |  |  | (OP) Operating | Frederick
57051 | Frederick County Virginia | Frederick County LFGTE Facility | Commercial Non-CHP | VA | 1 | 1 | 1 | Landfill Gas | LFG | IC | 11 | 2010 |  |  | (OP) Operating | Frederick
11770 | City of Martinsville - (VA) | Martinsville LFG Generator | Electric Utility | VA | 1.1 | 1 | 1 | Landfill Gas | LFG | IC | 3 | 2012 |  |  | (OP) Operating | Henry
57259 | Richmond Energy LLC | Richmond Energy | IPP Non-CHP | VA | 1.6 | 1.6 | 1.6 | Landfill Gas | LFG | IC | 1 | 2012 |  |  | (OP) Operating | Henrico
57259 | Richmond Energy LLC | Richmond Energy | IPP Non-CHP | VA | 1.6 | 1.6 | 1.6 | Landfill Gas | LFG | IC | 1 | 2012 |  |  | (OP) Operating | Henrico
57259 | Richmond Energy LLC | Richmond Energy | IPP Non-CHP | VA | 1.6 | 1.6 | 1.6 | Landfill Gas | LFG | IC | 1 | 2012 |  |  | (OP) Operating | Henrico
57259 | Richmond Energy LLC | Richmond Energy | IPP Non-CHP | VA | 1.6 | 1.6 | 1.6 | Landfill Gas | LFG | IC | 1 | 2012 |  |  | (OP) Operating | Henrico
57436 | MillerCoors Shenandoah Brewery | MillerCoors Shenandoah Brewery | Industrial Non-CHP | VA | 1.4 | 1.4 | 1.4 | Other Waste Biomass | OBG | GT | 6 | 2012 |  |  | (OP) Operating | Rockingham
19876 | Virginia Electric & Power Co | Brunswick County Power Station | Electric Utility | VA | 297.5 | 263.9 | 283.3 | Natural Gas Fired Combined Cycle | NG | CT | 4 | 2016 |  |  | (OP) Operating | Brunswick
19876 | Virginia Electric & Power Co | Brunswick County Power Station | Electric Utility | VA | 297.5 | 263.9 | 283.3 | Natural Gas Fired Combined Cycle | NG | CT | 4 | 2016 |  |  | (OP) Operating | Brunswick
19876 | Virginia Electric & Power Co | Brunswick County Power Station | Electric Utility | VA | 297.5 | 263.9 | 283.3 | Natural Gas Fired Combined Cycle | NG | CT | 4 | 2016 |  |  | (OP) Operating | Brunswick
19876 | Virginia Electric & Power Co | Brunswick County Power Station | Electric Utility | VA | 579.7 | 579.4 | 616.3 | Natural Gas Fired Combined Cycle | NG | CA | 4 | 2016 |  |  | (OP) Operating | Brunswick
58524 | South Boston Energy LLC | Halifax County Biomass | IPP Non-CHP | VA | 49.9 | 44.3 | 44.3 | Wood/Wood Waste Biomass | WDS | ST | 11 | 2013 |  |  | (OP) Operating | Halifax
58848 | Green Energy Partners LLC | Stonewall | IPP Non-CHP | VA | 237 | 220 | 224 | Natural Gas Fired Combined Cycle | NG | CT | 4 | 2017 |  |  | (OP) Operating | Loudoun
58848 | Green Energy Partners LLC | Stonewall | IPP Non-CHP | VA | 237 | 220 | 224 | Natural Gas Fired Combined Cycle | NG | CT | 4 | 2017 |  |  | (OP) Operating | Loudoun
58848 | Green Energy Partners LLC | Stonewall | IPP Non-CHP | VA | 338 | 326 | 322 | Natural Gas Fired Combined Cycle | NG | CA | 4 | 2017 |  |  | (OP) Operating | Loudoun
40229 | Old Dominion Electric Coop | Monterey Diesel Generation Facility | Electric Utility | VA | 0.6 | 0.6 | 0.6 | Petroleum Liquids | DFO | IC | 5 | 2016 |  |  | (OP) Operating | Highland
40229 | Old Dominion Electric Coop | Monterey Diesel Generation Facility | Electric Utility | VA | 0.6 | 0.6 | 0.6 | Petroleum Liquids | DFO | IC | 5 | 2016 |  |  | (OP) Operating | Highland
40229 | Old Dominion Electric Coop | Monterey Diesel Generation Facility | Electric Utility | VA | 0.6 | 0.6 | 0.6 | Petroleum Liquids | DFO | IC | 5 | 2016 |  |  | (OP) Operating | Highland
40229 | Old Dominion Electric Coop | Monterey Diesel Generation Facility | Electric Utility | VA | 0.6 | 0.6 | 0.6 | Petroleum Liquids | DFO | IC | 5 | 2016 |  |  | (OP) Operating | Highland
40229 | Old Dominion Electric Coop | Monterey Diesel Generation Facility | Electric Utility | VA | 0.6 | 0.6 | 0.6 | Petroleum Liquids | DFO | IC | 5 | 2016 |  |  | (OP) Operating | Highland
40229 | Old Dominion Electric Coop | Monterey Diesel Generation Facility | Electric Utility | VA | 0.6 | 0.6 | 0.6 | Petroleum Liquids | DFO | IC | 5 | 2016 |  |  | (OP) Operating | Highland
40229 | Old Dominion Electric Coop | Monterey Diesel Generation Facility | Electric Utility | VA | 0.6 | 0.6 | 0.6 | Petroleum Liquids | DFO | IC | 5 | 2016 |  |  | (OP) Operating | Highland
40229 | Old Dominion Electric Coop | Monterey Diesel Generation Facility | Electric Utility | VA | 0.6 | 0.6 | 0.6 | Petroleum Liquids | DFO | IC | 5 | 2016 |  |  | (OP) Operating | Highland
40229 | Old Dominion Electric Coop | Monterey Diesel Generation Facility | Electric Utility | VA | 0.6 | 0.6 | 0.6 | Petroleum Liquids | DFO | IC | 5 | 2016 |  |  | (OP) Operating | Highland
40229 | Old Dominion Electric Coop | Monterey Diesel Generation Facility | Electric Utility | VA | 0.6 | 0.6 | 0.6 | Petroleum Liquids | DFO | IC | 5 | 2016 |  |  | (OP) Operating | Highland
19876 | Virginia Electric & Power Co | Remington Solar Facility | Electric Utility | VA | 20 | 20 | 20 | Solar Photovoltaic | SUN | PV | 10 | 2017 |  |  | (OP) Operating | Fauquier
59452 | Ingenco Renewable Development, LLC | New River | IPP Non-CHP | VA | 0.3 | 0.3 | 0.3 | Landfill Gas | LFG | IC | 9 | 2013 |  |  | (OP) Operating | Pulaski
59452 | Ingenco Renewable Development, LLC | New River | IPP Non-CHP | VA | 0.3 | 0.3 | 0.3 | Landfill Gas | LFG | IC | 9 | 2013 |  |  | (OP) Operating | Pulaski
59452 | Ingenco Renewable Development, LLC | New River | IPP Non-CHP | VA | 0.3 | 0.3 | 0.3 | Landfill Gas | LFG | IC | 9 | 2013 |  |  | (OP) Operating | Pulaski
59452 | Ingenco Renewable Development, LLC | New River | IPP Non-CHP | VA | 0.3 | 0.3 | 0.3 | Landfill Gas | LFG | IC | 9 | 2013 |  |  | (OP) Operating | Pulaski
59452 | Ingenco Renewable Development, LLC | New River | IPP Non-CHP | VA | 0.3 | 0.3 | 0.3 | Landfill Gas | LFG | IC | 9 | 2013 |  |  | (OP) Operating | Pulaski
59452 | Ingenco Renewable Development, LLC | New River | IPP Non-CHP | VA | 0.3 | 0.3 | 0.3 | Landfill Gas | LFG | IC | 9 | 2013 |  |  | (OP) Operating | Pulaski
59452 | Ingenco Renewable Development, LLC | New River | IPP Non-CHP | VA | 0.3 | 0.3 | 0.3 | Landfill Gas | LFG | IC | 9 | 2013 |  |  | (OP) Operating | Pulaski
59452 | Ingenco Renewable Development, LLC | New River | IPP Non-CHP | VA | 0.3 | 0.3 | 0.3 | Landfill Gas | LFG | IC | 9 | 2013 |  |  | (OP) Operating | Pulaski
59452 | Ingenco Renewable Development, LLC | New River | IPP Non-CHP | VA | 0.3 | 0.3 | 0.3 | Landfill Gas | LFG | IC | 9 | 2013 |  |  | (OP) Operating | Pulaski
59452 | Ingenco Renewable Development, LLC | New River | IPP Non-CHP | VA | 0.3 | 0.3 | 0.3 | Landfill Gas | LFG | IC | 9 | 2013 |  |  | (OP) Operating | Pulaski
59452 | Ingenco Renewable Development, LLC | New River | IPP Non-CHP | VA | 0.3 | 0.3 | 0.3 | Landfill Gas | LFG | IC | 9 | 2013 |  |  | (OP) Operating | Pulaski
59452 | Ingenco Renewable Development, LLC | New River | IPP Non-CHP | VA | 0.3 | 0.3 | 0.3 | Landfill Gas | LFG | IC | 9 | 2013 |  |  | (OP) Operating | Pulaski
59452 | Ingenco Renewable Development, LLC | New River | IPP Non-CHP | VA | 0.3 | 0.3 | 0.3 | Landfill Gas | LFG | IC | 9 | 2013 |  |  | (OP) Operating | Pulaski
59452 | Ingenco Renewable Development, LLC | New River | IPP Non-CHP | VA | 0.3 | 0.3 | 0.3 | Landfill Gas | LFG | IC | 9 | 2013 |  |  | (OP) Operating | Pulaski
59452 | Ingenco Renewable Development, LLC | New River | IPP Non-CHP | VA | 0.3 | 0.3 | 0.3 | Landfill Gas | LFG | IC | 9 | 2013 |  |  | (OP) Operating | Pulaski
59452 | Ingenco Renewable Development, LLC | New River | IPP Non-CHP | VA | 0.3 | 0.3 | 0.3 | Landfill Gas | LFG | IC | 9 | 2013 |  |  | (OP) Operating | Pulaski
59452 | Ingenco Renewable Development, LLC | New River | IPP Non-CHP | VA | 0.3 | 0.3 | 0.3 | Landfill Gas | LFG | IC | 9 | 2013 |  |  | (OP) Operating | Pulaski
59452 | Ingenco Renewable Development, LLC | New River | IPP Non-CHP | VA | 0.3 | 0.3 | 0.3 | Landfill Gas | LFG | IC | 9 | 2013 |  |  | (OP) Operating | Pulaski
59636 | HP Hood LLC | HP Hood CT | Industrial CHP | VA | 15 | 15 | 15 | Natural Gas Fired Combustion Turbine | NG | GT | 6 | 2015 |  |  | (OP) Operating | Frederick
19876 | Virginia Electric & Power Co | Western Branch High School | Electric Utility | VA | 1 | 0.4 | 0.4 | Solar Photovoltaic | SUN | PV | 4 | 2016 |  |  | (OP) Operating | Chesapeake City
19876 | Virginia Electric & Power Co | Merck | Electric Utility | VA | 2.1 | 0.8 | 2.1 | Solar Photovoltaic | SUN | PV | 6 | 2017 |  |  | (OP) Operating | Rockingham
19876 | Virginia Electric & Power Co | Philip Morris | Electric Utility | VA | 2 | 0.8 | 0.8 | Solar Photovoltaic | SUN | PV | 3 | 2016 |  |  | (OP) Operating | Chesterfield
58468 | Dominion Renewable Energy | Eastern Shore Solar, LLC | IPP Non-CHP | VA | 80 | 80 | 80 | Solar Photovoltaic | SUN | PV | 10 | 2016 |  |  | (OP) Operating | Accomack
59452 | Ingenco Renewable Development, LLC | Bristol Plant | IPP Non-CHP | VA | 0.3 | 0.3 | 0.3 | Landfill Gas | LFG | IC | 10 | 2016 |  |  | (OP) Operating | Bristol City
59452 | Ingenco Renewable Development, LLC | Bristol Plant | IPP Non-CHP | VA | 0.3 | 0.3 | 0.3 | Landfill Gas | LFG | IC | 10 | 2016 |  |  | (OP) Operating | Bristol City
59452 | Ingenco Renewable Development, LLC | Bristol Plant | IPP Non-CHP | VA | 0.3 | 0.3 | 0.3 | Landfill Gas | LFG | IC | 10 | 2016 |  |  | (OP) Operating | Bristol City
59452 | Ingenco Renewable Development, LLC | Bristol Plant | IPP Non-CHP | VA | 0.3 | 0.3 | 0.3 | Landfill Gas | LFG | IC | 10 | 2016 |  |  | (OP) Operating | Bristol City
59452 | Ingenco Renewable Development, LLC | Bristol Plant | IPP Non-CHP | VA | 0.3 | 0.3 | 0.3 | Landfill Gas | LFG | IC | 10 | 2016 |  |  | (OP) Operating | Bristol City
59452 | Ingenco Renewable Development, LLC | Bristol Plant | IPP Non-CHP | VA | 0.3 | 0.3 | 0.3 | Landfill Gas | LFG | IC | 10 | 2016 |  |  | (OP) Operating | Bristol City
59452 | Ingenco Renewable Development, LLC | Bristol Plant | IPP Non-CHP | VA | 0.3 | 0.3 | 0.3 | Landfill Gas | LFG | IC | 11 | 2016 |  |  | (OP) Operating | Bristol City
59452 | Ingenco Renewable Development, LLC | Bristol Plant | IPP Non-CHP | VA | 0.3 | 0.3 | 0.3 | Landfill Gas | LFG | IC | 11 | 2016 |  |  | (OP) Operating | Bristol City
59452 | Ingenco Renewable Development, LLC | Bristol Plant | IPP Non-CHP | VA | 0.3 | 0.3 | 0.3 | Landfill Gas | LFG | IC | 11 | 2016 |  |  | (OP) Operating | Bristol City
59452 | Ingenco Renewable Development, LLC | Bristol Plant | IPP Non-CHP | VA | 0.3 | 0.3 | 0.3 | Landfill Gas | LFG | IC | 11 | 2016 |  |  | (OP) Operating | Bristol City
59452 | Ingenco Renewable Development, LLC | Bristol Plant | IPP Non-CHP | VA | 0.3 | 0.3 | 0.3 | Landfill Gas | LFG | IC | 11 | 2016 |  |  | (OP) Operating | Bristol City
59452 | Ingenco Renewable Development, LLC | Bristol Plant | IPP Non-CHP | VA | 0.3 | 0.3 | 0.3 | Landfill Gas | LFG | IC | 11 | 2016 |  |  | (OP) Operating | Bristol City
59452 | Ingenco Renewable Development, LLC | Bristol Plant | IPP Non-CHP | VA | 0.3 | 0.3 | 0.3 | Landfill Gas | LFG | IC | 12 | 2015 |  |  | (OP) Operating | Bristol City
59452 | Ingenco Renewable Development, LLC | Bristol Plant | IPP Non-CHP | VA | 0.3 | 0.3 | 0.3 | Landfill Gas | LFG | IC | 12 | 2015 |  |  | (OP) Operating | Bristol City
59452 | Ingenco Renewable Development, LLC | Bristol Plant | IPP Non-CHP | VA | 0.3 | 0.3 | 0.3 | Landfill Gas | LFG | IC | 12 | 2015 |  |  | (OP) Operating | Bristol City
59452 | Ingenco Renewable Development, LLC | Bristol Plant | IPP Non-CHP | VA | 0.3 | 0.3 | 0.3 | Landfill Gas | LFG | IC | 12 | 2015 |  |  | (OP) Operating | Bristol City
59452 | Ingenco Renewable Development, LLC | Bristol Plant | IPP Non-CHP | VA | 0.3 | 0.3 | 0.3 | Landfill Gas | LFG | IC | 12 | 2015 |  |  | (OP) Operating | Bristol City
59452 | Ingenco Renewable Development, LLC | Bristol Plant | IPP Non-CHP | VA | 0.3 | 0.3 | 0.3 | Landfill Gas | LFG | IC | 12 | 2015 |  |  | (OP) Operating | Bristol City
19876 | Virginia Electric & Power Co | Scott Solar Farm | Electric Utility | VA | 17 | 6.8 | 6.8 | Solar Photovoltaic | SUN | PV | 12 | 2016 |  |  | (OP) Operating | Powhatan
19876 | Virginia Electric & Power Co | Woodland Solar Farm | Electric Utility | VA | 19 | 7.6 | 7.6 | Solar Photovoltaic | SUN | PV | 12 | 2016 |  |  | (OP) Operating | Isle of Wight
19876 | Virginia Electric & Power Co | Whitehouse Solar Farm | Electric Utility | VA | 20 | 8 | 8 | Solar Photovoltaic | SUN | PV | 12 | 2016 |  |  | (OP) Operating | Louisa
19876 | Virginia Electric & Power Co | Oceana Solar | Electric Utility | VA | 17.6 | 17.6 | 17.6 | Solar Photovoltaic | SUN | PV | 12 | 2017 |  |  | (OP) Operating | Virginia Beach City
58468 | Dominion Renewable Energy | Correctional Solar LLC | IPP Non-CHP | VA | 20 | 20 | 20 | Solar Photovoltaic | SUN | PV | 12 | 2017 |  |  | (OP) Operating | New Kent
58468 | Dominion Renewable Energy | Sappony Solar LLC | IPP Non-CHP | VA | 20 | 20 | 20 | Solar Photovoltaic | SUN | PV | 11 | 2017 |  |  | (OP) Operating | Sussex
58468 | Dominion Renewable Energy | Buckingham Solar LLC | IPP Non-CHP | VA | 19.8 | 19.8 | 19.8 | Solar Photovoltaic | SUN | PV | 11 | 2017 |  |  | (OP) Operating | Buckingham
58468 | Dominion Renewable Energy | Scott-II Solar LLC | IPP Non-CHP | VA | 2 | 2 | 2 | Solar Photovoltaic | SUN | PV | 12 | 2017 |  |  | (OP) Operating | Powhatan
60370 | DG AMP Solar, LLC | DG AMP Solar Front Royal | IPP Non-CHP | VA | 2.5 | 2.5 | 2.5 | Solar Photovoltaic | SUN | PV | 5 | 2017 |  |  | (OP) Operating | Warren
60746 | Bedford Solar, LLC | Bedford Solar | IPP Non-CHP | VA | 3 | 3 | 3 | Solar Photovoltaic | SUN | PV | 12 | 2017 |  |  | (OP) Operating | Bedford
58468 | Dominion Renewable Energy | Clarke Solar Power Facility | Electric Utility | VA | 10 | 10 | 10 | Solar Photovoltaic | SUN | PV | 7 | 2017 |  |  | (OP) Operating | Clarke
58468 | Dominion Renewable Energy | Cherrydale Solar Power Facility | Electric Utility | VA | 20 | 20 | 20 | Solar Photovoltaic | SUN | PV | 11 | 2017 |  |  | (OP) Operating | Northampton
61157 | Essex Solar Center, LLC | Essex Solar Center | IPP Non-CHP | VA | 20 | 20 | 20 | Solar Photovoltaic | SUN | PV | 12 | 2017 |  |  | (OP) Operating | Essex
58468 | Dominion Renewable Energy | Southampton Solar, LLC | IPP Non-CHP | VA | 100 | 100 | 100 | Solar Photovoltaic | SUN | PV | 11 | 2017 |  |  | (OP) Operating | Southampton
61159 | Palmer Solar Center, LLC | Palmer Solar Center | IPP Non-CHP | VA | 5 | 5 | 5 | Solar Photovoltaic | SUN | PV | 12 | 2017 |  |  | (OP) Operating | Fluvanna
61158 | Martin Solar Center, LLC | Martin Solar Center | IPP Non-CHP | VA | 5 | 5 | 5 | Solar Photovoltaic | SUN | PV | 12 | 2017 |  |  | (OP) Operating | Goochland
56609 | Calpine Mid-Atlantic Generation LLC | Bayview | IPP Non-CHP | VA | 2 | 2.1 | 2.1 | Petroleum Liquids | DFO | IC | 10 | 1963 |  |  | (SB) Standby/Backup: available for service but not normally used | Northampton
56609 | Calpine Mid-Atlantic Generation LLC | Bayview | IPP Non-CHP | VA | 2 | 2.1 | 2.1 | Petroleum Liquids | DFO | IC | 10 | 1963 |  |  | (SB) Standby/Backup: available for service but not normally used | Northampton
56609 | Calpine Mid-Atlantic Generation LLC | Bayview | IPP Non-CHP | VA | 2 | 2.1 | 2.1 | Petroleum Liquids | DFO | IC | 10 | 1963 |  |  | (SB) Standby/Backup: available for service but not normally used | Northampton
56609 | Calpine Mid-Atlantic Generation LLC | Bayview | IPP Non-CHP | VA | 2 | 2.1 | 2.1 | Petroleum Liquids | DFO | IC | 10 | 1963 |  |  | (SB) Standby/Backup: available for service but not normally used | Northampton
56609 | Calpine Mid-Atlantic Generation LLC | Bayview | IPP Non-CHP | VA | 2 | 2.1 | 2.1 | Petroleum Liquids | DFO | IC | 10 | 1963 |  |  | (SB) Standby/Backup: available for service but not normally used | Northampton
56609 | Calpine Mid-Atlantic Generation LLC | Bayview | IPP Non-CHP | VA | 2 | 2.1 | 2.1 | Petroleum Liquids | DFO | IC | 10 | 1963 |  |  | (SB) Standby/Backup: available for service but not normally used | Northampton
56609 | Calpine Mid-Atlantic Generation LLC | Tasley | IPP Non-CHP | VA | 27 | 31 | 40.3 | Petroleum Liquids | DFO | GT | 6 | 1972 |  |  | (SB) Standby/Backup: available for service but not normally used | Accomack
84 | A & N Electric Coop | Tangier | Electric Utility | VA | 1.2 | 1.2 | 1.2 | Petroleum Liquids | DFO | IC | 12 | 1993 |  |  | (SB) Standby/Backup: available for service but not normally used | Accomack
84 | A & N Electric Coop | Tangier | Electric Utility | VA | 1.2 | 1.2 | 1.2 | Petroleum Liquids | DFO | IC | 12 | 1993 |  |  | (SB) Standby/Backup: available for service but not normally used | Accomack
40229 | Old Dominion Electric Coop | Ponton Diesel Generating Facility | Electric Utility | VA | 2 | 2 | 2 | Petroleum Liquids | DFO | IC | 12 | 2002 |  |  | (SB) Standby/Backup: available for service but not normally used | Amelia
40229 | Old Dominion Electric Coop | Ponton Diesel Generating Facility | Electric Utility | VA | 2 | 2 | 2 | Petroleum Liquids | DFO | IC | 12 | 2002 |  |  | (SB) Standby/Backup: available for service but not normally used | Amelia
40229 | Old Dominion Electric Coop | Nottoway Diesel Generating Facility | Electric Utility | VA | 2 | 2 | 2 | Petroleum Liquids | DFO | IC | 11 | 2002 |  |  | (SB) Standby/Backup: available for service but not normally used | Southampton
40229 | Old Dominion Electric Coop | Nottoway Diesel Generating Facility | Electric Utility | VA | 2 | 2 | 2 | Petroleum Liquids | DFO | IC | 11 | 2002 |  |  | (SB) Standby/Backup: available for service but not normally used | Southampton
17465 | WestRock-West Point Mill | WestRock-West Point Mill | Industrial CHP | VA | 5 | 5 | 5 | Wood/Wood Waste Biomass | BLQ | ST | 1 | 1954 |  |  | (SB) Standby/Backup: available for service but not normally used | King William
19876 | Virginia Electric & Power Co | Elizabeth River Power Station | Electric Utility | VA | 129.6 | 116 | 121 | Natural Gas Fired Combustion Turbine | NG | GT | 6 | 1992 |  |  | (SB) Standby/Backup: available for service but not normally used | Chesapeake City
19876 | Virginia Electric & Power Co | Elizabeth River Power Station | Electric Utility | VA | 129.6 | 116 | 120 | Natural Gas Fired Combustion Turbine | NG | GT | 6 | 1992 |  |  | (SB) Standby/Backup: available for service but not normally used | Chesapeake City
19876 | Virginia Electric & Power Co | Elizabeth River Power Station | Electric Utility | VA | 129.6 | 116 | 124 | Natural Gas Fired Combustion Turbine | NG | GT | 6 | 1992 |  |  | (SB) Standby/Backup: available for service but not normally used | Chesapeake City
12320 | Merck & Co Inc | Elkton | Industrial CHP | VA | 0.9 | 0.8 | 0.8 | Petroleum Liquids | DFO | IC | 6 | 1982 |  |  | (SB) Standby/Backup: available for service but not normally used | Rockingham
4194 | Commonwealth Chesapeake Co LLC | Commonwealth Chesapeake | IPP Non-CHP | VA | 57.5 | 46.6 | 48.5 | Petroleum Liquids | DFO | GT | 8 | 2000 |  |  | (SB) Standby/Backup: available for service but not normally used | Accomack
4194 | Commonwealth Chesapeake Co LLC | Commonwealth Chesapeake | IPP Non-CHP | VA | 57.5 | 44.5 | 46.3 | Petroleum Liquids | DFO | GT | 9 | 2000 |  |  | (SB) Standby/Backup: available for service but not normally used | Accomack
4194 | Commonwealth Chesapeake Co LLC | Commonwealth Chesapeake | IPP Non-CHP | VA | 57.5 | 45.5 | 46.6 | Petroleum Liquids | DFO | GT | 9 | 2000 |  |  | (SB) Standby/Backup: available for service but not normally used | Accomack
4194 | Commonwealth Chesapeake Co LLC | Commonwealth Chesapeake | IPP Non-CHP | VA | 57.5 | 46.7 | 48.6 | Petroleum Liquids | DFO | GT | 6 | 2001 |  |  | (SB) Standby/Backup: available for service but not normally used | Accomack
4194 | Commonwealth Chesapeake Co LLC | Commonwealth Chesapeake | IPP Non-CHP | VA | 57.5 | 46.4 | 48.6 | Petroleum Liquids | DFO | GT | 6 | 2001 |  |  | (SB) Standby/Backup: available for service but not normally used | Accomack
4194 | Commonwealth Chesapeake Co LLC | Commonwealth Chesapeake | IPP Non-CHP | VA | 57.5 | 45.3 | 48.5 | Petroleum Liquids | DFO | GT | 6 | 2001 |  |  | (SB) Standby/Backup: available for service but not normally used | Accomack
4194 | Commonwealth Chesapeake Co LLC | Commonwealth Chesapeake | IPP Non-CHP | VA | 57.5 | 46.6 | 48.5 | Petroleum Liquids | DFO | GT | 8 | 2001 |  |  | (SB) Standby/Backup: available for service but not normally used | Accomack
16558 | City of Salem - (VA) | Salem Water Plant | Commercial Non-CHP | VA | 2 | 2 | 2 | Petroleum Liquids | DFO | IC | 8 | 2003 |  |  | (SB) Standby/Backup: available for service but not normally used | Salem City
16558 | City of Salem - (VA) | Salem Street Dept | Commercial Non-CHP | VA | 1.8 | 2 | 2 | Petroleum Liquids | DFO | IC | 7 | 2005 |  |  | (SB) Standby/Backup: available for service but not normally used | Salem City
4619 | Town of Culpeper- (VA) | Electric Avenue Facility | Electric Utility | VA | 1.5 | 1.5 | 1.5 | Petroleum Liquids | DFO | IC | 2 | 1997 |  |  | (SB) Standby/Backup: available for service but not normally used | Culpeper
16558 | City of Salem - (VA) | Salem Electric Department | Electric Utility | VA | 1.3 | 1.3 | 1.3 | Petroleum Liquids | DFO | IC | 12 | 2007 |  |  | (SB) Standby/Backup: available for service but not normally used | Salem City
40229 | Old Dominion Electric Coop | Belle Haven Diesel Generation Facility | Electric Utility | VA | 2 | 2 | 2 | Petroleum Liquids | DFO | IC | 11 | 2002 |  |  | (SB) Standby/Backup: available for service but not normally used | Accomack
40229 | Old Dominion Electric Coop | Belle Haven Diesel Generation Facility | Electric Utility | VA | 2 | 2 | 2 | Petroleum Liquids | DFO | IC | 11 | 2002 |  |  | (SB) Standby/Backup: available for service but not normally used | Accomack
40229 | Old Dominion Electric Coop | Perdue Diesel Generation Facility | Electric Utility | VA | 2 | 2 | 2 | Petroleum Liquids | DFO | IC | 11 | 2002 |  |  | (SB) Standby/Backup: available for service but not normally used | Accomack
40229 | Old Dominion Electric Coop | Perdue Diesel Generation Facility | Electric Utility | VA | 2 | 2 | 2 | Petroleum Liquids | DFO | IC | 11 | 2002 |  |  | (SB) Standby/Backup: available for service but not normally used | Accomack
40229 | Old Dominion Electric Coop | Onancock Diesel Generation Facility | Electric Utility | VA | 2 | 2 | 2 | Petroleum Liquids | DFO | IC | 11 | 2002 |  |  | (SB) Standby/Backup: available for service but not normally used | Accomack
40229 | Old Dominion Electric Coop | Onancock Diesel Generation Facility | Electric Utility | VA | 2 | 2 | 2 | Petroleum Liquids | DFO | IC | 11 | 2002 |  |  | (SB) Standby/Backup: available for service but not normally used | Accomack
7601 | Green Mountain Power Corp | West Danville 15 | Electric Utility | VT | 1 | 1 | 1 | Conventional Hydroelectric | WAT | HY | 1 | 1917 |  |  | (OA) Out of service but expected to return to service in next calendar year | Caledonia
7601 | Green Mountain Power Corp | Gorge 18 | Electric Utility | VT | 3 | 3 | 3 | Conventional Hydroelectric | WAT | HY | 1 | 1928 |  |  | (OA) Out of service but expected to return to service in next calendar year | Chittenden
57123 | Middlebury College Biomass | Middlebury College | Commercial CHP | VT | 0.6 | 0.4 | 0.6 | Wood/Wood Waste Biomass | WDS | ST | 1 | 1985 |  |  | (OA) Out of service but expected to return to service in next calendar year | Addison
2548 | City of Burlington Electric - (VT) | J C McNeil | Electric Utility | VT | 59.5 | 52 | 54 | Wood/Wood Waste Biomass | WDS | ST | 6 | 1984 |  |  | (OP) Operating | Chittenden
12989 | Village of Morrisville - (VT) | W K Sanders | Electric Utility | VT | 0.9 | 0.7 | 0.9 | Conventional Hydroelectric | WAT | HY | 7 | 1983 |  |  | (OP) Operating | Lamoille
12989 | Village of Morrisville - (VT) | W K Sanders | Electric Utility | VT | 0.9 | 0.7 | 0.9 | Conventional Hydroelectric | WAT | HY | 7 | 1983 |  |  | (OP) Operating | Lamoille
7601 | Green Mountain Power Corp | East Barnet | Electric Utility | VT | 2.2 | 1.9 | 1.9 | Conventional Hydroelectric | WAT | HY | 9 | 1984 |  |  | (OP) Operating | Caledonia
61122 | Great River Hydro, LLC | Vernon Dam | IPP Non-CHP | VT | 2 | 2.4 | 2.4 | Conventional Hydroelectric | WAT | HY | 8 | 1909 |  |  | (OP) Operating | Windham
61122 | Great River Hydro, LLC | Vernon Dam | IPP Non-CHP | VT | 4.2 | 4 | 4 | Conventional Hydroelectric | WAT | HY | 1 | 1921 |  |  | (OP) Operating | Windham
61122 | Great River Hydro, LLC | Vernon Dam | IPP Non-CHP | VT | 2 | 2.4 | 2.4 | Conventional Hydroelectric | WAT | HY | 8 | 1909 |  |  | (OP) Operating | Windham
61122 | Great River Hydro, LLC | Vernon Dam | IPP Non-CHP | VT | 2 | 2.4 | 2.4 | Conventional Hydroelectric | WAT | HY | 8 | 1909 |  |  | (OP) Operating | Windham
61122 | Great River Hydro, LLC | Vernon Dam | IPP Non-CHP | VT | 2.5 | 2.4 | 2.4 | Conventional Hydroelectric | WAT | HY | 8 | 1909 |  |  | (OP) Operating | Windham
61122 | Great River Hydro, LLC | Vernon Dam | IPP Non-CHP | VT | 4.5 | 3.6 | 3.6 | Conventional Hydroelectric | WAT | HY | 4 | 2008 |  |  | (OP) Operating | Windham
61122 | Great River Hydro, LLC | Vernon Dam | IPP Non-CHP | VT | 5 | 4.5 | 4.5 | Conventional Hydroelectric | WAT | HY | 3 | 2008 |  |  | (OP) Operating | Windham
61122 | Great River Hydro, LLC | Vernon Dam | IPP Non-CHP | VT | 5 | 4.5 | 4.5 | Conventional Hydroelectric | WAT | HY | 3 | 2008 |  |  | (OP) Operating | Windham
61122 | Great River Hydro, LLC | Vernon Dam | IPP Non-CHP | VT | 4.5 | 3.6 | 3.6 | Conventional Hydroelectric | WAT | HY | 3 | 2008 |  |  | (OP) Operating | Windham
61122 | Great River Hydro, LLC | Vernon Dam | IPP Non-CHP | VT | 4.2 | 4 | 4 | Conventional Hydroelectric | WAT | HY | 1 | 1921 |  |  | (OP) Operating | Windham
61122 | Great River Hydro, LLC | Wilder | IPP Non-CHP | VT | 16.2 | 18.1 | 19 | Conventional Hydroelectric | WAT | HY | 11 | 1950 |  |  | (OP) Operating | Windsor
61122 | Great River Hydro, LLC | Wilder | IPP Non-CHP | VT | 16.2 | 18.1 | 19 | Conventional Hydroelectric | WAT | HY | 11 | 1950 |  |  | (OP) Operating | Windsor
61122 | Great River Hydro, LLC | Wilder | IPP Non-CHP | VT | 3.2 | 2.8 | 2.8 | Conventional Hydroelectric | WAT | HY | 10 | 1987 |  |  | (OP) Operating | Windsor
7601 | Green Mountain Power Corp | Ascutney | Electric Utility | VT | 13.2 | 9 | 13.4 | Petroleum Liquids | DFO | GT | 8 | 1961 |  |  | (OP) Operating | Windsor
7601 | Green Mountain Power Corp | Smith (VT) | Electric Utility | VT | 1 | 0.7 | 0.9 | Conventional Hydroelectric | WAT | HY | 12 | 1982 |  |  | (OP) Operating | Orange
7601 | Green Mountain Power Corp | Smith (VT) | Electric Utility | VT | 0.5 | 0.2 | 0.4 | Conventional Hydroelectric | WAT | HY | 12 | 1982 |  |  | (OP) Operating | Orange
7601 | Green Mountain Power Corp | Cavendish | Electric Utility | VT | 0.6 | 0.4 | 0.5 | Conventional Hydroelectric | WAT | HY | 2 | 1907 |  |  | (OP) Operating | Windsor
7601 | Green Mountain Power Corp | Cavendish | Electric Utility | VT | 0.6 | 0.4 | 0.5 | Conventional Hydroelectric | WAT | HY | 2 | 1907 |  |  | (OP) Operating | Windsor
7601 | Green Mountain Power Corp | Cavendish | Electric Utility | VT | 0.5 | 0.3 | 0.4 | Conventional Hydroelectric | WAT | HY | 2 | 1907 |  |  | (OP) Operating | Windsor
7601 | Green Mountain Power Corp | Clark Falls | Electric Utility | VT | 3 | 3 | 3 | Conventional Hydroelectric | WAT | HY | 2 | 1937 |  |  | (OP) Operating | Chittenden
7601 | Green Mountain Power Corp | Fairfax Falls | Electric Utility | VT | 1.4 | 1.4 | 1.4 | Conventional Hydroelectric | WAT | HY | 2 | 1919 |  |  | (OP) Operating | Franklin
7601 | Green Mountain Power Corp | Fairfax Falls | Electric Utility | VT | 2.1 | 2 | 2 | Conventional Hydroelectric | WAT | HY | 2 | 1919 |  |  | (OP) Operating | Franklin
7601 | Green Mountain Power Corp | Glen | Electric Utility | VT | 1 | 1 | 1 | Conventional Hydroelectric | WAT | HY | 8 | 1920 |  |  | (OP) Operating | Rutland
7601 | Green Mountain Power Corp | Glen | Electric Utility | VT | 1 | 1 | 1 | Conventional Hydroelectric | WAT | HY | 8 | 1920 |  |  | (OP) Operating | Rutland
7601 | Green Mountain Power Corp | Lower Middlebury | Electric Utility | VT | 0.8 | 0.6 | 0.6 | Conventional Hydroelectric | WAT | HY | 8 | 1917 |  |  | (OP) Operating | Addison
7601 | Green Mountain Power Corp | Lower Middlebury | Electric Utility | VT | 0.8 | 0.6 | 0.6 | Conventional Hydroelectric | WAT | HY | 8 | 1917 |  |  | (OP) Operating | Addison
7601 | Green Mountain Power Corp | Lower Middlebury | Electric Utility | VT | 0.8 | 0.8 | 0.8 | Conventional Hydroelectric | WAT | HY | 8 | 1917 |  |  | (OP) Operating | Addison
7601 | Green Mountain Power Corp | Milton | Electric Utility | VT | 3.7 | 3.5 | 3.5 | Conventional Hydroelectric | WAT | HY | 2 | 1929 |  |  | (OP) Operating | Chittenden
7601 | Green Mountain Power Corp | Milton | Electric Utility | VT | 3.7 | 3.5 | 3.5 | Conventional Hydroelectric | WAT | HY | 8 | 1929 |  |  | (OP) Operating | Chittenden
7601 | Green Mountain Power Corp | Peterson | Electric Utility | VT | 6.3 | 5.8 | 6.3 | Conventional Hydroelectric | WAT | HY | 2 | 1948 |  |  | (OP) Operating | Chittenden
7601 | Green Mountain Power Corp | Pittsford | Electric Utility | VT | 1.3 | 1.3 | 1.4 | Conventional Hydroelectric | WAT | HY | 2 | 1914 |  |  | (OP) Operating | Rutland
7601 | Green Mountain Power Corp | Pittsford | Electric Utility | VT | 1.3 | 1.3 | 1.4 | Conventional Hydroelectric | WAT | HY | 2 | 1914 |  |  | (OP) Operating | Rutland
7601 | Green Mountain Power Corp | Pittsford | Electric Utility | VT | 1 | 0.6 | 0.6 | Conventional Hydroelectric | WAT | HY | 2 | 1914 |  |  | (OP) Operating | Rutland
7601 | Green Mountain Power Corp | Rutland | Electric Utility | VT | 13.2 | 8.4 | 12.8 | Petroleum Liquids | DFO | GT | 12 | 1962 |  |  | (OP) Operating | Rutland
7601 | Green Mountain Power Corp | Salisbury | Electric Utility | VT | 1.3 | 1.2 | 1.2 | Conventional Hydroelectric | WAT | HY | 2 | 1917 |  |  | (OP) Operating | Addison
7601 | Green Mountain Power Corp | Silver Lake (VT) | Electric Utility | VT | 2.2 | 2.2 | 2.2 | Conventional Hydroelectric | WAT | HY | 2 | 1917 |  |  | (OP) Operating | Addison
7601 | Green Mountain Power Corp | Weybridge | Electric Utility | VT | 3 | 3.4 | 3.4 | Conventional Hydroelectric | WAT | HY | 2 | 1951 |  |  | (OP) Operating | Addison
49852 | Great Bay Hydro Corp | Newport | IPP Non-CHP | VT | 1.7 | 1.7 | 1.7 | Conventional Hydroelectric | WAT | HY | 1 | 1940 |  |  | (OP) Operating | Orleans
49852 | Great Bay Hydro Corp | Newport | IPP Non-CHP | VT | 1.7 | 1.7 | 1.7 | Conventional Hydroelectric | WAT | HY | 1 | 1944 |  |  | (OP) Operating | Orleans
49852 | Great Bay Hydro Corp | Newport | IPP Non-CHP | VT | 0.6 | 0.6 | 0.6 | Conventional Hydroelectric | WAT | HY | 1 | 1936 |  |  | (OP) Operating | Orleans
7601 | Green Mountain Power Corp | Berlin 5 | Electric Utility | VT | 41.8 | 35 | 45.7 | Petroleum Liquids | KER | GT | 6 | 1972 |  |  | (OP) Operating | Washington
7601 | Green Mountain Power Corp | Colchester 16 | Electric Utility | VT | 18 | 8.7 | 13.9 | Petroleum Liquids | DFO | GT | 10 | 1965 |  |  | (OP) Operating | Chittenden
7601 | Green Mountain Power Corp | Essex Junction 19 | Electric Utility | VT | 1.8 | 1.8 | 1.8 | Conventional Hydroelectric | WAT | HY | 1 | 1917 |  |  | (OP) Operating | Chittenden
7601 | Green Mountain Power Corp | Essex Junction 19 | Electric Utility | VT | 1.8 | 1.8 | 1.8 | Conventional Hydroelectric | WAT | HY | 1 | 1917 |  |  | (OP) Operating | Chittenden
7601 | Green Mountain Power Corp | Essex Junction 19 | Electric Utility | VT | 1.8 | 1.8 | 1.8 | Conventional Hydroelectric | WAT | HY | 1 | 1917 |  |  | (OP) Operating | Chittenden
7601 | Green Mountain Power Corp | Essex Junction 19 | Electric Utility | VT | 1.8 | 1.8 | 1.8 | Conventional Hydroelectric | WAT | HY | 1 | 1917 |  |  | (OP) Operating | Chittenden
7601 | Green Mountain Power Corp | Essex Junction 19 | Electric Utility | VT | 0.8 | 0.8 | 0.8 | Conventional Hydroelectric | WAT | HY | 3 | 2008 |  |  | (OP) Operating | Chittenden
7601 | Green Mountain Power Corp | Essex Junction 19 | Electric Utility | VT | 2 | 1.8 | 1.8 | Petroleum Liquids | DFO | IC | 10 | 2007 |  |  | (OP) Operating | Chittenden
7601 | Green Mountain Power Corp | Essex Junction 19 | Electric Utility | VT | 2 | 1.8 | 1.8 | Petroleum Liquids | DFO | IC | 10 | 2007 |  |  | (OP) Operating | Chittenden
7601 | Green Mountain Power Corp | Essex Junction 19 | Electric Utility | VT | 2 | 1.8 | 1.8 | Petroleum Liquids | DFO | IC | 10 | 2007 |  |  | (OP) Operating | Chittenden
7601 | Green Mountain Power Corp | Essex Junction 19 | Electric Utility | VT | 2 | 1.8 | 1.8 | Petroleum Liquids | DFO | IC | 10 | 2007 |  |  | (OP) Operating | Chittenden
7601 | Green Mountain Power Corp | Marshfield 6 | Electric Utility | VT | 5 | 5 | 5 | Conventional Hydroelectric | WAT | HY | 1 | 1927 |  |  | (OP) Operating | Washington
7601 | Green Mountain Power Corp | Middlesex 2 | Electric Utility | VT | 1.6 | 1.6 | 1.6 | Conventional Hydroelectric | WAT | HY | 1 | 1928 |  |  | (OP) Operating | Washington
7601 | Green Mountain Power Corp | Middlesex 2 | Electric Utility | VT | 1.6 | 1.6 | 1.6 | Conventional Hydroelectric | WAT | HY | 1 | 1928 |  |  | (OP) Operating | Washington
61122 | Great River Hydro, LLC | Bellows Falls | IPP Non-CHP | VT | 13.6 | 15.7 | 15.7 | Conventional Hydroelectric | WAT | HY | 3 | 1928 |  |  | (OP) Operating | Windham
61122 | Great River Hydro, LLC | Bellows Falls | IPP Non-CHP | VT | 13.6 | 15.7 | 15.7 | Conventional Hydroelectric | WAT | HY | 3 | 1928 |  |  | (OP) Operating | Windham
61122 | Great River Hydro, LLC | Bellows Falls | IPP Non-CHP | VT | 13.6 | 15.7 | 15.7 | Conventional Hydroelectric | WAT | HY | 4 | 1928 |  |  | (OP) Operating | Windham
61122 | Great River Hydro, LLC | Harriman | IPP Non-CHP | VT | 11.2 | 13.6 | 12.8 | Conventional Hydroelectric | WAT | HY | 5 | 1924 |  |  | (OP) Operating | Windham
61122 | Great River Hydro, LLC | Harriman | IPP Non-CHP | VT | 11.2 | 13.6 | 12.8 | Conventional Hydroelectric | WAT | HY | 6 | 1924 |  |  | (OP) Operating | Windham
61122 | Great River Hydro, LLC | Harriman | IPP Non-CHP | VT | 11.2 | 13.6 | 12.8 | Conventional Hydroelectric | WAT | HY | 11 | 1924 |  |  | (OP) Operating | Windham
15472 | Public Service Co of NH | Canaan | Electric Utility | VT | 1.1 | 1.1 | 1.1 | Conventional Hydroelectric | WAT | HY | 8 | 1927 |  |  | (OP) Operating | Essex
1299 | Barton Village, Inc | West Charleston | Electric Utility | VT | 0.7 | 0.7 | 0.7 | Conventional Hydroelectric | WAT | HY | 7 | 1931 |  |  | (OP) Operating | Orleans
1299 | Barton Village, Inc | West Charleston | Electric Utility | VT | 0.7 | 0.6 | 0.6 | Conventional Hydroelectric | WAT | HY | 10 | 1948 |  |  | (OP) Operating | Orleans
2548 | City of Burlington Electric - (VT) | Burlington GT | Electric Utility | VT | 25.5 | 19.7 | 23.4 | Petroleum Liquids | DFO | GT | 9 | 1971 |  |  | (OP) Operating | Chittenden
11359 | Village of Lyndonville - (VT) | Great Falls (VT) | Electric Utility | VT | 0.3 | 0.3 | 0.3 | Conventional Hydroelectric | WAT | HY | 8 | 1915 |  |  | (OP) Operating | Caledonia
11359 | Village of Lyndonville - (VT) | Great Falls (VT) | Electric Utility | VT | 0.3 | 0.3 | 0.3 | Conventional Hydroelectric | WAT | HY | 8 | 1915 |  |  | (OP) Operating | Caledonia
11359 | Village of Lyndonville - (VT) | Great Falls (VT) | Electric Utility | VT | 1.3 | 1.3 | 1.3 | Conventional Hydroelectric | WAT | HY | 2 | 1979 |  |  | (OP) Operating | Caledonia
12989 | Village of Morrisville - (VT) | Morrisville | Electric Utility | VT | 0.6 | 0.5 | 0.6 | Conventional Hydroelectric | WAT | HY | 8 | 1924 |  |  | (OP) Operating | Lamoille
12989 | Village of Morrisville - (VT) | Morrisville | Electric Utility | VT | 1.2 | 1 | 1.2 | Conventional Hydroelectric | WAT | HY | 8 | 1924 |  |  | (OP) Operating | Lamoille
12989 | Village of Morrisville - (VT) | Cadys Falls | Electric Utility | VT | 0.8 | 0.5 | 0.5 | Conventional Hydroelectric | WAT | HY | 8 | 1914 |  |  | (OP) Operating | Lamoille
12989 | Village of Morrisville - (VT) | Cadys Falls | Electric Utility | VT | 0.8 | 0.6 | 0.6 | Conventional Hydroelectric | WAT | HY | 8 | 1947 |  |  | (OP) Operating | Lamoille
7601 | Green Mountain Power Corp | Proctor | Electric Utility | VT | 1.6 | 1.6 | 1.6 | Conventional Hydroelectric | WAT | HY | 8 | 1927 |  |  | (OP) Operating | Rutland
7601 | Green Mountain Power Corp | Proctor | Electric Utility | VT | 0.8 | 0.7 | 0.7 | Conventional Hydroelectric | WAT | HY | 8 | 1905 |  |  | (OP) Operating | Rutland
7601 | Green Mountain Power Corp | Proctor | Electric Utility | VT | 0.8 | 0.7 | 0.7 | Conventional Hydroelectric | WAT | HY | 8 | 1905 |  |  | (OP) Operating | Rutland
7601 | Green Mountain Power Corp | Proctor | Electric Utility | VT | 0.8 | 0.7 | 0.7 | Conventional Hydroelectric | WAT | HY | 8 | 1905 |  |  | (OP) Operating | Rutland
7601 | Green Mountain Power Corp | Proctor | Electric Utility | VT | 2.9 | 2.8 | 2.9 | Conventional Hydroelectric | WAT | HY | 10 | 1984 |  |  | (OP) Operating | Rutland
7601 | Green Mountain Power Corp | Beldens | Electric Utility | VT | 0.8 | 0.6 | 0.8 | Conventional Hydroelectric | WAT | HY | 8 | 1913 |  |  | (OP) Operating | Addison
7601 | Green Mountain Power Corp | Beldens | Electric Utility | VT | 0.8 | 0.6 | 0.8 | Conventional Hydroelectric | WAT | HY | 8 | 1913 |  |  | (OP) Operating | Addison
7601 | Green Mountain Power Corp | Beldens | Electric Utility | VT | 4.1 | 3.2 | 4.1 | Conventional Hydroelectric | WAT | HY | 12 | 1988 |  |  | (OP) Operating | Addison
61122 | Great River Hydro, LLC | Mcindoes | IPP Non-CHP | VT | 2.6 | 2.3 | 2.4 | Conventional Hydroelectric | WAT | HY | 1 | 1931 |  |  | (OP) Operating | Caledonia
61122 | Great River Hydro, LLC | Mcindoes | IPP Non-CHP | VT | 2.6 | 2.3 | 2.4 | Conventional Hydroelectric | WAT | HY | 1 | 1931 |  |  | (OP) Operating | Caledonia
61122 | Great River Hydro, LLC | Mcindoes | IPP Non-CHP | VT | 2.6 | 2.8 | 3 | Conventional Hydroelectric | WAT | HY | 1 | 1931 |  |  | (OP) Operating | Caledonia
61122 | Great River Hydro, LLC | Mcindoes | IPP Non-CHP | VT | 2.6 | 2.8 | 3 | Conventional Hydroelectric | WAT | HY | 1 | 1931 |  |  | (OP) Operating | Caledonia
7601 | Green Mountain Power Corp | Vergennes 9 | Electric Utility | VT | 0.7 | 0.7 | 0.7 | Conventional Hydroelectric | WAT | HY | 1 | 1912 |  |  | (OP) Operating | Addison
7601 | Green Mountain Power Corp | Vergennes 9 | Electric Utility | VT | 0.7 | 0.7 | 0.7 | Conventional Hydroelectric | WAT | HY | 1 | 1912 |  |  | (OP) Operating | Addison
7601 | Green Mountain Power Corp | Vergennes 9 | Electric Utility | VT | 1 | 1 | 1 | Conventional Hydroelectric | WAT | HY | 1 | 1943 |  |  | (OP) Operating | Addison
7601 | Green Mountain Power Corp | Vergennes 9 | Electric Utility | VT | 2 | 2 | 2 | Petroleum Liquids | DFO | IC | 11 | 1963 |  |  | (OP) Operating | Addison
7601 | Green Mountain Power Corp | Vergennes 9 | Electric Utility | VT | 2 | 2 | 2 | Petroleum Liquids | DFO | IC | 11 | 1964 |  |  | (OP) Operating | Addison
7601 | Green Mountain Power Corp | Waterbury 22 | Electric Utility | VT | 5.5 | 5 | 5 | Conventional Hydroelectric | WAT | HY | 6 | 1953 |  |  | (OP) Operating | Washington
61122 | Great River Hydro, LLC | Searsburg | IPP Non-CHP | VT | 4 | 4.5 | 4.6 | Conventional Hydroelectric | WAT | HY | 3 | 1922 |  |  | (OP) Operating | Bennington
18371 | Village of Swanton - (VT) | Highgate Falls | Electric Utility | VT | 1.1 | 1 | 1 | Conventional Hydroelectric | WAT | HY | 8 | 1930 |  |  | (OP) Operating | Franklin
18371 | Village of Swanton - (VT) | Highgate Falls | Electric Utility | VT | 1 | 1 | 1 | Conventional Hydroelectric | WAT | HY | 8 | 1923 |  |  | (OP) Operating | Franklin
18371 | Village of Swanton - (VT) | Highgate Falls | Electric Utility | VT | 3.2 | 2.9 | 2.9 | Conventional Hydroelectric | WAT | HY | 8 | 1954 |  |  | (OP) Operating | Franklin
18371 | Village of Swanton - (VT) | Highgate Falls | Electric Utility | VT | 5.8 | 4.8 | 4.8 | Conventional Hydroelectric | WAT | HY | 5 | 1990 |  |  | (OP) Operating | Franklin
20151 | Washington Electric Coop - (VT) | Wrightsville Hydro Plant | Electric Utility | VT | 0.1 | 0.1 | 0.1 | Conventional Hydroelectric | WAT | HY | 9 | 1985 |  |  | (OP) Operating | Washington
20151 | Washington Electric Coop - (VT) | Wrightsville Hydro Plant | Electric Utility | VT | 0.3 | 0.2 | 0.2 | Conventional Hydroelectric | WAT | HY | 9 | 1985 |  |  | (OP) Operating | Washington
20151 | Washington Electric Coop - (VT) | Wrightsville Hydro Plant | Electric Utility | VT | 0.6 | 0.4 | 0.4 | Conventional Hydroelectric | WAT | HY | 9 | 1985 |  |  | (OP) Operating | Washington
7601 | Green Mountain Power Corp | Bolton Falls | Electric Utility | VT | 4.4 | 3.9 | 3.9 | Conventional Hydroelectric | WAT | HY | 11 | 1986 |  |  | (OP) Operating | Washington
7601 | Green Mountain Power Corp | Bolton Falls | Electric Utility | VT | 4.4 | 3.9 | 3.9 | Conventional Hydroelectric | WAT | HY | 11 | 1986 |  |  | (OP) Operating | Washington
7601 | Green Mountain Power Corp | Searsburg Wind Turbine | Electric Utility | VT | 6 | 5.2 | 5 | Onshore Wind Turbine | WND | WT | 6 | 1997 |  |  | (OP) Operating | Bennington
9093 | Hydro Energies Inc | Deweys Mill | IPP Non-CHP | VT | 2.5 | 2.4 | 2.3 | Conventional Hydroelectric | WAT | HY | 6 | 1989 |  |  | (OP) Operating | Windsor
9093 | Hydro Energies Inc | Deweys Mill | IPP Non-CHP | VT | 0.5 | 0.5 | 0.5 | Conventional Hydroelectric | WAT | HY | 6 | 1989 |  |  | (OP) Operating | Windsor
34612 | Sheldon Vermont Hydro Co., Inc. | Sheldon Springs Hydroelectric | IPP Non-CHP | VT | 1.8 | 1.7 | 1.7 | Conventional Hydroelectric | WAT | HY | 7 | 1988 |  |  | (OP) Operating | Franklin
34612 | Sheldon Vermont Hydro Co., Inc. | Sheldon Springs Hydroelectric | IPP Non-CHP | VT | 1.8 | 1.7 | 1.7 | Conventional Hydroelectric | WAT | HY | 7 | 1988 |  |  | (OP) Operating | Franklin
34612 | Sheldon Vermont Hydro Co., Inc. | Sheldon Springs Hydroelectric | IPP Non-CHP | VT | 0.2 | 0.2 | 0.2 | Conventional Hydroelectric | WAT | HY | 7 | 1988 |  |  | (OP) Operating | Franklin
34612 | Sheldon Vermont Hydro Co., Inc. | Sheldon Springs Hydroelectric | IPP Non-CHP | VT | 10.2 | 9.7 | 9.4 | Conventional Hydroelectric | WAT | HY | 7 | 1988 |  |  | (OP) Operating | Franklin
34612 | Sheldon Vermont Hydro Co., Inc. | Sheldon Springs Hydroelectric | IPP Non-CHP | VT | 10.2 | 9.7 | 9.4 | Conventional Hydroelectric | WAT | HY | 7 | 1988 |  |  | (OP) Operating | Franklin
34612 | Sheldon Vermont Hydro Co., Inc. | Sheldon Springs Hydroelectric | IPP Non-CHP | VT | 1 | 1 | 0.9 | Conventional Hydroelectric | WAT | HY | 7 | 1988 |  |  | (OP) Operating | Franklin
56467 | Ampersand Gilman Hydro LP | Gilman Mill | IPP Non-CHP | VT | 2.2 | 2.1 | 2.1 | Conventional Hydroelectric | WAT | HY | 3 | 1986 |  |  | (OP) Operating | Essex
56467 | Ampersand Gilman Hydro LP | Gilman Mill | IPP Non-CHP | VT | 1 | 0.9 | 0.9 | Conventional Hydroelectric | WAT | HY | 1 | 1966 |  |  | (OP) Operating | Essex
56467 | Ampersand Gilman Hydro LP | Gilman Mill | IPP Non-CHP | VT | 0.8 | 0.7 | 0.7 | Conventional Hydroelectric | WAT | HY | 1 | 1941 |  |  | (OP) Operating | Essex
56467 | Ampersand Gilman Hydro LP | Gilman Mill | IPP Non-CHP | VT | 0.8 | 0.6 | 0.6 | Conventional Hydroelectric | WAT | HY | 1 | 1941 |  |  | (OP) Operating | Essex
38001 | Ottauquechee Hydro Company, Inc. | Ottauquechee Hydro | IPP Non-CHP | VT | 1.2 | 1.1 | 1.1 | Conventional Hydroelectric | WAT | HY | 7 | 1987 |  |  | (OP) Operating | Windsor
38001 | Ottauquechee Hydro Company, Inc. | Ottauquechee Hydro | IPP Non-CHP | VT | 0.6 | 0.6 | 0.6 | Conventional Hydroelectric | WAT | HY | 4 | 1983 |  |  | (OP) Operating | Windsor
1966 | Boltonville Hydro Associates | Boltonville Hydro Associates | IPP Non-CHP | VT | 0.5 | 0.5 | 0.5 | Conventional Hydroelectric | WAT | HY | 7 | 1984 |  |  | (OP) Operating | Orange
1966 | Boltonville Hydro Associates | Boltonville Hydro Associates | IPP Non-CHP | VT | 0.3 | 0.3 | 0.3 | Conventional Hydroelectric | WAT | HY | 7 | 1984 |  |  | (OP) Operating | Orange
1966 | Boltonville Hydro Associates | Boltonville Hydro Associates | IPP Non-CHP | VT | 0.3 | 0.3 | 0.3 | Conventional Hydroelectric | WAT | HY | 12 | 1989 |  |  | (OP) Operating | Orange
7601 | Green Mountain Power Corp | Huntington Falls | Electric Utility | VT | 0.8 | 0.8 | 0.7 | Conventional Hydroelectric | WAT | HY | 10 | 1988 |  |  | (OP) Operating | Addison
7601 | Green Mountain Power Corp | Huntington Falls | Electric Utility | VT | 0.8 | 0.8 | 0.7 | Conventional Hydroelectric | WAT | HY | 10 | 1988 |  |  | (OP) Operating | Addison
7601 | Green Mountain Power Corp | Huntington Falls | Electric Utility | VT | 4.1 | 3.9 | 3.8 | Conventional Hydroelectric | WAT | HY | 10 | 1988 |  |  | (OP) Operating | Addison
54824 | ENGIE | Ryegate Power Station | IPP Non-CHP | VT | 21.5 | 20 | 20 | Wood/Wood Waste Biomass | WDS | ST | 9 | 1992 |  |  | (OP) Operating | Caledonia
2548 | City of Burlington Electric - (VT) | Chace Mill Winooski One | Electric Utility | VT | 2.5 | 2.5 | 2.5 | Conventional Hydroelectric | WAT | HY | 4 | 1993 |  |  | (OP) Operating | Chittenden
2548 | City of Burlington Electric - (VT) | Chace Mill Winooski One | Electric Utility | VT | 2.5 | 2.5 | 2.5 | Conventional Hydroelectric | WAT | HY | 4 | 1993 |  |  | (OP) Operating | Chittenden
2548 | City of Burlington Electric - (VT) | Chace Mill Winooski One | Electric Utility | VT | 2.5 | 2.5 | 2.5 | Conventional Hydroelectric | WAT | HY | 4 | 1993 |  |  | (OP) Operating | Chittenden
57249 | EPP Renewable Energy | Moretown | IPP Non-CHP | VT | 1.6 | 1.6 | 1.6 | Landfill Gas | LFG | IC | 12 | 2008 |  |  | (OP) Operating | Washington
59155 | First Wind O&M, LLC | Sheffield Wind | IPP Non-CHP | VT | 40 | 40 | 40 | Onshore Wind Turbine | WND | WT | 10 | 2011 |  |  | (OP) Operating | Caledonia
56795 | Chittenden County Solar Partners LLC | Chittenden County Solar Partners | IPP Non-CHP | VT | 2.2 | 2.2 | 2.2 | Solar Photovoltaic | SUN | PV | 5 | 2011 |  |  | (OP) Operating | Chittenden
57123 | Middlebury College Biomass | Middlebury College | Commercial CHP | VT | 0.8 | 0.3 | 0.8 | Wood/Wood Waste Biomass | WDS | ST | 1 | 1999 |  |  | (OP) Operating | Addison
7601 | Green Mountain Power Corp | Kingdom Community Wind | Electric Utility | VT | 65 | 65 | 65 | Onshore Wind Turbine | WND | WT | 11 | 2012 |  |  | (OP) Operating | Orleans
57354 | X-Elio North America Inc | SVEP Solar Project Company | IPP Non-CHP | VT | 2 | 2 | 2 | Solar Photovoltaic | SUN | PV | 12 | 2012 |  |  | (OP) Operating | Bennington
57354 | X-Elio North America Inc | Williamstown Solar | IPP Non-CHP | VT | 2 | 2 | 2 | Solar Photovoltaic | SUN | PV | 12 | 2012 |  |  | (OP) Operating | Orange
58212 | Georgia Mountain Community Wind, LLC | Georgia Mountain Community Wind Farm | IPP Non-CHP | VT | 10 | 10 | 10 | Onshore Wind Turbine | WND | WT | 12 | 2012 |  |  | (OP) Operating | Chittenden
58511 | SunGen Sharon 1 LLC | SunGen Sharon 1 LLC | IPP Non-CHP | VT | 1.8 | 1.8 | 1.8 | Solar Photovoltaic | SUN | PV | 8 | 2012 |  |  | (OP) Operating | Windsor
59380 | Enel Green Power NA, Inc. | Sheldon Solar | IPP Non-CHP | VT | 2.3 | 2.3 | 2.3 | Solar Photovoltaic | SUN | PV | 9 | 2013 |  |  | (OP) Operating | Franklin
58800 | Cross Pollination Inc | Open View Solar Farm | IPP Non-CHP | VT | 2 | 1.9 | 1.9 | Solar Photovoltaic | SUN | PV | 9 | 2013 |  |  | (OP) Operating | Addison
58825 | WE 90 Technology Drive LLC | Technology Drive Solar | IPP Non-CHP | VT | 2 | 2 | 2 | Solar Photovoltaic | SUN | PV | 9 | 2014 |  |  | (OP) Operating | Windham
58877 | Blue Heron Hydro LLC | Ball Mountain Hydro | IPP Non-CHP | VT | 0.2 | 0.2 | 0.2 | Conventional Hydroelectric | WAT | HY | 4 | 2016 |  |  | (OP) Operating | Windham
58877 | Blue Heron Hydro LLC | Ball Mountain Hydro | IPP Non-CHP | VT | 0.2 | 0.2 | 0.2 | Conventional Hydroelectric | WAT | HY | 4 | 2016 |  |  | (OP) Operating | Windham
58877 | Blue Heron Hydro LLC | Ball Mountain Hydro | IPP Non-CHP | VT | 0.2 | 0.2 | 0.2 | Conventional Hydroelectric | WAT | HY | 4 | 2016 |  |  | (OP) Operating | Windham
58877 | Blue Heron Hydro LLC | Ball Mountain Hydro | IPP Non-CHP | VT | 0.2 | 0.2 | 0.2 | Conventional Hydroelectric | WAT | HY | 4 | 2016 |  |  | (OP) Operating | Windham
58877 | Blue Heron Hydro LLC | Ball Mountain Hydro | IPP Non-CHP | VT | 0.2 | 0.2 | 0.2 | Conventional Hydroelectric | WAT | HY | 4 | 2016 |  |  | (OP) Operating | Windham
58877 | Blue Heron Hydro LLC | Ball Mountain Hydro | IPP Non-CHP | VT | 0.2 | 0.2 | 0.2 | Conventional Hydroelectric | WAT | HY | 4 | 2016 |  |  | (OP) Operating | Windham
58877 | Blue Heron Hydro LLC | Ball Mountain Hydro | IPP Non-CHP | VT | 0.2 | 0.2 | 0.2 | Conventional Hydroelectric | WAT | HY | 4 | 2016 |  |  | (OP) Operating | Windham
58877 | Blue Heron Hydro LLC | Ball Mountain Hydro | IPP Non-CHP | VT | 0.2 | 0.2 | 0.2 | Conventional Hydroelectric | WAT | HY | 4 | 2016 |  |  | (OP) Operating | Windham
58877 | Blue Heron Hydro LLC | Ball Mountain Hydro | IPP Non-CHP | VT | 0.2 | 0.2 | 0.2 | Conventional Hydroelectric | WAT | HY | 4 | 2016 |  |  | (OP) Operating | Windham
58877 | Blue Heron Hydro LLC | Ball Mountain Hydro | IPP Non-CHP | VT | 0.2 | 0.2 | 0.2 | Conventional Hydroelectric | WAT | HY | 4 | 2016 |  |  | (OP) Operating | Windham
58877 | Blue Heron Hydro LLC | Ball Mountain Hydro | IPP Non-CHP | VT | 0.2 | 0.2 | 0.2 | Conventional Hydroelectric | WAT | HY | 4 | 2016 |  |  | (OP) Operating | Windham
58877 | Blue Heron Hydro LLC | Ball Mountain Hydro | IPP Non-CHP | VT | 0.2 | 0.2 | 0.2 | Conventional Hydroelectric | WAT | HY | 4 | 2016 |  |  | (OP) Operating | Windham
58883 | ERWR Whitcomb Farm Solar LLC | Whitcomb Solar Farm | IPP Non-CHP | VT | 2.2 | 2.2 | 2.2 | Solar Photovoltaic | SUN | PV | 10 | 2014 |  |  | (OP) Operating | Chittenden
59215 | SA Solar Services, LLC | St. Albans SPEED Project | IPP Non-CHP | VT | 2 | 2 | 2 | Solar Photovoltaic | SUN | PV | 12 | 2013 |  |  | (OP) Operating | Franklin
59240 | Clarendon Solar Farm, LLC | Clarendon Solar Farm | IPP Non-CHP | VT | 2 | 2 | 2 | Solar Photovoltaic | SUN | PV | 7 | 2014 |  |  | (OP) Operating | Rutland
59241 | Claire Solar Partners LLC | Claire Solar Farm | IPP Non-CHP | VT | 2.2 | 2.2 | 1.3 | Solar Photovoltaic | SUN | PV | 7 | 2014 |  |  | (OP) Operating | Chittenden
59488 | Charlotte Solar LLC | Charlotte Solar LLC VT | IPP Non-CHP | VT | 2 | 2 | 2 | Solar Photovoltaic | SUN | PV | 7 | 2014 |  |  | (OP) Operating | Chittenden
59508 | Barton Solar, LLC | Barton Solar Farm | IPP Non-CHP | VT | 1.9 | 1.9 | 1.6 | Solar Photovoltaic | SUN | PV | 11 | 2014 |  |  | (OP) Operating | Orleans
59522 | Chester Power Partners LLC | Chester Power Partners | IPP Non-CHP | VT | 2.2 | 2.2 | 2.2 | Solar Photovoltaic | SUN | PV | 11 | 2014 |  |  | (OP) Operating | Windsor
58135 | Ecos Energy LLC | Sudbury Solar | IPP Non-CHP | VT | 2 | 2 | 2 | Solar Photovoltaic | SUN | PV | 5 | 2016 |  |  | (OP) Operating | Rutland
60163 | Soltage LLC | Coventry Photovoltaic, LLC | IPP Non-CHP | VT | 2.2 | 2.2 | 2.2 | Solar Photovoltaic | SUN | PV | 8 | 2014 |  |  | (OP) Operating | Orleans
7601 | Green Mountain Power Corp | Stafford Hill Solar | Electric Utility | VT | 2 | 2 | 2 | Batteries | MWH | BA | 9 | 2015 |  |  | (OP) Operating | Rutland
7601 | Green Mountain Power Corp | Stafford Hill Solar | Electric Utility | VT | 2 | 2 | 2 | Solar Photovoltaic | SUN | PV | 3 | 2015 |  |  | (OP) Operating | Rutland
60297 | Limerick Road Solar, LLC | Limerick Road Solar Farm | IPP Non-CHP | VT | 2.2 | 2.2 | 2.2 | Solar Photovoltaic | SUN | PV | 12 | 2013 |  |  | (OP) Operating | Chittenden
60301 | 158th Fighter Wing | 158th Fighter Wing Solar Farm | IPP Non-CHP | VT | 1.3 | 1.3 | 1.3 | Solar Photovoltaic | SUN | PV | 9 | 2011 |  |  | (OP) Operating | Chittenden
7601 | Green Mountain Power Corp | GMP Solar - Richmond | Electric Utility | VT | 1.9 | 1.9 | 1.9 | Solar Photovoltaic | SUN | PV | 10 | 2016 |  |  | (OP) Operating | Chittenden
7601 | Green Mountain Power Corp | GMP Solar - Panton | Electric Utility | VT | 4.9 | 4.9 | 4.9 | Solar Photovoltaic | SUN | PV | 12 | 2016 |  |  | (OP) Operating | Addison
60520 | SoCore Energy LLC | VEC Alburgh Array | IPP Non-CHP | VT | 1 | 1 | 1 | Solar Photovoltaic | SUN | PV | 12 | 2016 |  |  | (OP) Operating | Grand Isle
7601 | Green Mountain Power Corp | GMP Solar - Hartford | Electric Utility | VT | 5 | 5 | 5 | Solar Photovoltaic | SUN | PV | 12 | 2016 |  |  | (OP) Operating | Windsor
7601 | Green Mountain Power Corp | GMP Solar - Williston | Electric Utility | VT | 4.7 | 4.7 | 4.7 | Solar Photovoltaic | SUN | PV | 11 | 2016 |  |  | (OP) Operating | Chittenden
7601 | Green Mountain Power Corp | GMP Solar - Williamstown | Electric Utility | VT | 5 | 5 | 5 | Solar Photovoltaic | SUN | PV | 12 | 2016 |  |  | (OP) Operating | Orange
60571 | AEP Onsite Partners | Cold River Road Solar | IPP Non-CHP | VT | 2.3 | 2.3 | 2.3 | Solar Photovoltaic | SUN | PV | 12 | 2016 |  |  | (OP) Operating | Rutland
60520 | SoCore Energy LLC | VEC Magee Hill Solar | IPP Non-CHP | VT | 1.3 | 1.3 | 1.3 | Solar Photovoltaic | SUN | PV | 11 | 2017 |  |  | (OP) Operating | Chittenden
15399 | Avangrid Renewables LLC | Deerfield Wind LLC | IPP Non-CHP | VT | 30 | 30 | 30 | Onshore Wind Turbine | WND | WT | 12 | 2017 |  |  | (OP) Operating | Bennington
60734 | Elizabeth Mines Solar 1, LLC | Elizabeth Mines Solar 1 | IPP Non-CHP | VT | 5 | 5 | 5 | Solar Photovoltaic | SUN | PV | 11 | 2017 | 9 | 2047 | (OP) Operating | Orange
27316 | Town of Stowe- (VT) | Nebraska Valley Solar Farm | Electric Utility | VT | 1 | 1 | 1 | Solar Photovoltaic | SUN | PV | 8 | 2016 |  |  | (OP) Operating | Lamoille
61060 | Cypress Creek Renewables | Next Generation Solar Farm | IPP Non-CHP | VT | 2.2 | 2.2 | 2.2 | Solar Photovoltaic | SUN | PV | 12 | 2017 |  |  | (OP) Operating | Addison
59453 | NextSun Energy, LLC | Main Street Solar Project | IPP Non-CHP | VT | 1.5 | 1.5 | 1.5 | Solar Photovoltaic | SUN | PV | 12 | 2014 |  |  | (SB) Standby/Backup: available for service but not normally used | Rutland
NOTES: Capacity from facilities with a total generator nameplate capacity less than 1 MW are excluded from this report. This exclusion may represent a signifciant portion of capacity for some technologies such as solar photovoltaic generation. Links to Google Map and Bing Map were set up to connect to these sites at the time of publication of this inventory. The links may may not properly function if these sites update their protocl for accessing maps. Sources: U.S. Energy Information Administration, Form EIA-860, 'Annual Electric Generator Report' and Form EIA-860M, 'Monthly Update to the Annual Electric Generator Report.'

## NJonly
Entity ID | Entity Name | Plant Name | Sector | Plant State | Nameplate Capacity (MW) | Net Summer Capacity (MW) | Net Winter Capacity (MW) | Technology | Energy Source Code | Prime Mover Code | Operating Month | Operating Year | Planned Retirement Month | Planned Retirement Year | Status | County
60557 | PB Nutclif Master, LLC | Hoffmann LaRoche | Industrial CHP | NJ | 5.3 | 4.1 | 5.3 | Natural Gas Fired Combustion Turbine | NG | GT | 5 | 2004 |  |  | (OA) Out of service but expected to return to service in next calendar year | Essex
60557 | PB Nutclif Master, LLC | Hoffmann LaRoche | Industrial CHP | NJ | 5.3 | 4.1 | 5.3 | Natural Gas Fired Combustion Turbine | NG | GT | 5 | 2004 |  |  | (OA) Out of service but expected to return to service in next calendar year | Essex
12311 | Merck & Co Inc | Merck Rahway Power Plant | Industrial CHP | NJ | 5 | 4.8 | 4.8 | Natural Gas Steam Turbine | NG | ST | 1 | 1977 |  |  | (OA) Out of service but expected to return to service in next calendar year | Union
14539 | Passaic Valley Water Comm | Passaic Valley Water Commission | IPP Non-CHP | NJ | 0.6 | 0.6 | 0.6 | Conventional Hydroelectric | WAT | HY | 1 | 1935 |  |  | (OA) Out of service but expected to return to service in next calendar year | Passaic
14539 | Passaic Valley Water Comm | Passaic Valley Water Commission | IPP Non-CHP | NJ | 0.6 | 0.6 | 0.6 | Conventional Hydroelectric | WAT | HY | 1 | 1935 |  |  | (OA) Out of service but expected to return to service in next calendar year | Passaic
14539 | Passaic Valley Water Comm | Passaic Valley Water Commission | IPP Non-CHP | NJ | 0.6 | 0.6 | 0.6 | Conventional Hydroelectric | WAT | HY | 1 | 1935 |  |  | (OA) Out of service but expected to return to service in next calendar year | Passaic
14539 | Passaic Valley Water Comm | Passaic Valley Water Commission | IPP Non-CHP | NJ | 0.6 | 0.6 | 0.6 | Conventional Hydroelectric | WAT | HY | 1 | 1935 |  |  | (OA) Out of service but expected to return to service in next calendar year | Passaic
57130 | Janssen Pharmaceutical Co | Rariton OMP | IPP Non-CHP | NJ | 3 | 3 | 3 | Natural Gas Internal Combustion Engine | NG | IC | 2 | 2009 |  |  | (OA) Out of service but expected to return to service in next calendar year | Somerset
55768 | RC Cape May Holdings LLC | B L England | IPP Non-CHP | NJ | 163.2 | 150 | 150 | Conventional Steam Coal | BIT | ST | 11 | 1964 |  |  | (OP) Operating | Cape May
55768 | RC Cape May Holdings LLC | B L England | IPP Non-CHP | NJ | 176.4 | 146 | 146 | Petroleum Liquids | RFO | ST | 12 | 1974 |  |  | (OP) Operating | Cape May
56606 | Calpine New Jersey Generation LLC | Carlls Corner | IPP Non-CHP | NJ | 41.9 | 37.4 | 45.3 | Natural Gas Fired Combustion Turbine | NG | GT | 4 | 1973 |  |  | (OP) Operating | Cumberland
56606 | Calpine New Jersey Generation LLC | Carlls Corner | IPP Non-CHP | NJ | 41.9 | 41.2 | 49.8 | Natural Gas Fired Combustion Turbine | NG | GT | 5 | 1973 |  |  | (OP) Operating | Cumberland
55951 | Exelon Nuclear | Oyster Creek | IPP Non-CHP | NJ | 550 | 607.7 | 637 | Nuclear | NUC | ST | 12 | 1969 | 9 | 2018 | (OP) Operating | Ocean
17235 | NRG REMA LLC | Sayreville | IPP Non-CHP | NJ | 53 | 50 | 70 | Natural Gas Fired Combustion Turbine | NG | GT | 3 | 1972 |  |  | (OP) Operating | Middlesex
17235 | NRG REMA LLC | Sayreville | IPP Non-CHP | NJ | 53 | 50 | 70 | Natural Gas Fired Combustion Turbine | NG | GT | 3 | 1972 |  |  | (OP) Operating | Middlesex
17235 | NRG REMA LLC | Sayreville | IPP Non-CHP | NJ | 53 | 50 | 70 | Natural Gas Fired Combustion Turbine | NG | GT | 6 | 1972 |  |  | (OP) Operating | Middlesex
17235 | NRG REMA LLC | Sayreville | IPP Non-CHP | NJ | 53 | 50 | 70 | Natural Gas Fired Combustion Turbine | NG | GT | 10 | 1973 |  |  | (OP) Operating | Middlesex
17235 | NRG REMA LLC | Gilbert | IPP Non-CHP | NJ | 54 | 47 | 56 | Natural Gas Fired Combined Cycle | NG | CT | 1 | 1974 |  |  | (OP) Operating | Hunterdon
17235 | NRG REMA LLC | Gilbert | IPP Non-CHP | NJ | 54 | 47 | 56 | Natural Gas Fired Combined Cycle | NG | CT | 4 | 1974 |  |  | (OP) Operating | Hunterdon
17235 | NRG REMA LLC | Gilbert | IPP Non-CHP | NJ | 54 | 49 | 56 | Natural Gas Fired Combined Cycle | NG | CT | 4 | 1974 |  |  | (OP) Operating | Hunterdon
17235 | NRG REMA LLC | Gilbert | IPP Non-CHP | NJ | 54 | 47 | 56 | Natural Gas Fired Combined Cycle | NG | CT | 5 | 1974 |  |  | (OP) Operating | Hunterdon
17235 | NRG REMA LLC | Gilbert | IPP Non-CHP | NJ | 135 | 104 | 108 | Natural Gas Fired Combined Cycle | NG | CA | 5 | 1977 |  |  | (OP) Operating | Hunterdon
17235 | NRG REMA LLC | Gilbert | IPP Non-CHP | NJ | 161 | 150 | 167 | Natural Gas Fired Combustion Turbine | NG | GT | 7 | 1996 |  |  | (OP) Operating | Hunterdon
15147 | PSEG Fossil LLC | Bergen Generating Station | IPP Non-CHP | NJ | 112.5 | 110 | 110 | Natural Gas Fired Combined Cycle | NG | CT | 6 | 1995 |  |  | (OP) Operating | Bergen
15147 | PSEG Fossil LLC | Bergen Generating Station | IPP Non-CHP | NJ | 112.5 | 110 | 110 | Natural Gas Fired Combined Cycle | NG | CT | 6 | 1995 |  |  | (OP) Operating | Bergen
15147 | PSEG Fossil LLC | Bergen Generating Station | IPP Non-CHP | NJ | 112.5 | 110 | 110 | Natural Gas Fired Combined Cycle | NG | CT | 6 | 1995 |  |  | (OP) Operating | Bergen
15147 | PSEG Fossil LLC | Bergen Generating Station | IPP Non-CHP | NJ | 112.5 | 110 | 110 | Natural Gas Fired Combined Cycle | NG | CT | 6 | 1995 |  |  | (OP) Operating | Bergen
15147 | PSEG Fossil LLC | Bergen Generating Station | IPP Non-CHP | NJ | 325.2 | 198 | 198 | Natural Gas Fired Combined Cycle | NG | CA | 5 | 1959 |  |  | (OP) Operating | Bergen
15147 | PSEG Fossil LLC | Bergen Generating Station | IPP Non-CHP | NJ | 183.6 | 177.3 | 177.3 | Natural Gas Fired Combined Cycle | NG | CT | 6 | 2002 |  |  | (OP) Operating | Bergen
15147 | PSEG Fossil LLC | Bergen Generating Station | IPP Non-CHP | NJ | 183.6 | 177.3 | 177.3 | Natural Gas Fired Combined Cycle | NG | CT | 6 | 2002 |  |  | (OP) Operating | Bergen
15147 | PSEG Fossil LLC | Bergen Generating Station | IPP Non-CHP | NJ | 258.4 | 236.4 | 236.4 | Natural Gas Fired Combined Cycle | NG | CA | 6 | 2002 |  |  | (OP) Operating | Bergen
15147 | PSEG Fossil LLC | PSEG Burlington Generating Station | IPP Non-CHP | NJ | 60.5 | 42 | 42 | Natural Gas Fired Combustion Turbine | NG | GT | 6 | 2000 |  |  | (OP) Operating | Burlington
15147 | PSEG Fossil LLC | PSEG Burlington Generating Station | IPP Non-CHP | NJ | 60.5 | 42 | 42 | Natural Gas Fired Combustion Turbine | NG | GT | 6 | 2000 |  |  | (OP) Operating | Burlington
15147 | PSEG Fossil LLC | PSEG Burlington Generating Station | IPP Non-CHP | NJ | 60.5 | 42 | 42 | Natural Gas Fired Combustion Turbine | NG | GT | 6 | 2000 |  |  | (OP) Operating | Burlington
15147 | PSEG Fossil LLC | PSEG Burlington Generating Station | IPP Non-CHP | NJ | 60.5 | 42 | 42 | Natural Gas Fired Combustion Turbine | NG | GT | 6 | 2000 |  |  | (OP) Operating | Burlington
15147 | PSEG Fossil LLC | PSEG Essex Generating Station | IPP Non-CHP | NJ | 93.6 | 81 | 81 | Natural Gas Fired Combustion Turbine | NG | GT | 7 | 1990 |  |  | (OP) Operating | Essex
15147 | PSEG Fossil LLC | PSEG Kearny Generating Station | IPP Non-CHP | NJ | 60.5 | 46.9 | 46.9 | Natural Gas Fired Combustion Turbine | NG | GT | 6 | 2012 |  |  | (OP) Operating | Hudson
15147 | PSEG Fossil LLC | PSEG Kearny Generating Station | IPP Non-CHP | NJ | 60.5 | 46.9 | 46.9 | Natural Gas Fired Combustion Turbine | NG | GT | 6 | 2012 |  |  | (OP) Operating | Hudson
15147 | PSEG Fossil LLC | PSEG Kearny Generating Station | IPP Non-CHP | NJ | 60.5 | 46.9 | 46.9 | Natural Gas Fired Combustion Turbine | NG | GT | 6 | 2012 |  |  | (OP) Operating | Hudson
15147 | PSEG Fossil LLC | PSEG Kearny Generating Station | IPP Non-CHP | NJ | 60.5 | 46.9 | 46.9 | Natural Gas Fired Combustion Turbine | NG | GT | 6 | 2012 |  |  | (OP) Operating | Hudson
15147 | PSEG Fossil LLC | PSEG Kearny Generating Station | IPP Non-CHP | NJ | 60.5 | 46.9 | 46.9 | Natural Gas Fired Combustion Turbine | NG | GT | 6 | 2012 |  |  | (OP) Operating | Hudson
15147 | PSEG Fossil LLC | PSEG Kearny Generating Station | IPP Non-CHP | NJ | 60.5 | 46.9 | 46.9 | Natural Gas Fired Combustion Turbine | NG | GT | 6 | 2012 |  |  | (OP) Operating | Hudson
15147 | PSEG Fossil LLC | PSEG Kearny Generating Station | IPP Non-CHP | NJ | 60.5 | 44.5 | 44.5 | Natural Gas Fired Combustion Turbine | NG | GT | 8 | 2001 |  |  | (OP) Operating | Hudson
15147 | PSEG Fossil LLC | PSEG Kearny Generating Station | IPP Non-CHP | NJ | 60.5 | 44.5 | 44.5 | Natural Gas Fired Combustion Turbine | NG | GT | 8 | 2001 |  |  | (OP) Operating | Hudson
15147 | PSEG Fossil LLC | PSEG Kearny Generating Station | IPP Non-CHP | NJ | 60.5 | 44.5 | 44.5 | Natural Gas Fired Combustion Turbine | NG | GT | 8 | 2001 |  |  | (OP) Operating | Hudson
15147 | PSEG Fossil LLC | PSEG Kearny Generating Station | IPP Non-CHP | NJ | 60.5 | 44.5 | 44.5 | Natural Gas Fired Combustion Turbine | NG | GT | 8 | 2001 |  |  | (OP) Operating | Hudson
15147 | PSEG Fossil LLC | PSEG Linden Generating Station | IPP Non-CHP | NJ | 315 | 238.4 | 238.4 | Natural Gas Fired Combined Cycle | NG | CA | 4 | 2006 |  |  | (OP) Operating | Union
15147 | PSEG Fossil LLC | PSEG Linden Generating Station | IPP Non-CHP | NJ | 181.4 | 188.3 | 188.3 | Natural Gas Fired Combined Cycle | NG | CT | 4 | 2006 |  |  | (OP) Operating | Union
15147 | PSEG Fossil LLC | PSEG Linden Generating Station | IPP Non-CHP | NJ | 181.4 | 188.3 | 188.3 | Natural Gas Fired Combined Cycle | NG | CT | 4 | 2006 |  |  | (OP) Operating | Union
15147 | PSEG Fossil LLC | PSEG Linden Generating Station | IPP Non-CHP | NJ | 315 | 238.4 | 238.4 | Natural Gas Fired Combined Cycle | NG | CA | 4 | 2006 |  |  | (OP) Operating | Union
15147 | PSEG Fossil LLC | PSEG Linden Generating Station | IPP Non-CHP | NJ | 181.4 | 188.3 | 188.3 | Natural Gas Fired Combined Cycle | NG | CT | 4 | 2006 |  |  | (OP) Operating | Union
15147 | PSEG Fossil LLC | PSEG Linden Generating Station | IPP Non-CHP | NJ | 181.4 | 188.3 | 188.3 | Natural Gas Fired Combined Cycle | NG | CT | 4 | 2006 |  |  | (OP) Operating | Union
15147 | PSEG Fossil LLC | PSEG Linden Generating Station | IPP Non-CHP | NJ | 96.1 | 86 | 86 | Natural Gas Fired Combustion Turbine | NG | GT | 6 | 2000 |  |  | (OP) Operating | Union
15147 | PSEG Fossil LLC | PSEG Linden Generating Station | IPP Non-CHP | NJ | 96.1 | 86 | 86 | Natural Gas Fired Combustion Turbine | NG | GT | 6 | 2000 |  |  | (OP) Operating | Union
15147 | PSEG Fossil LLC | PSEG Linden Generating Station | IPP Non-CHP | NJ | 96.1 | 84 | 84 | Natural Gas Fired Combustion Turbine | NG | GT | 6 | 1995 |  |  | (OP) Operating | Union
15147 | PSEG Fossil LLC | PSEG Linden Generating Station | IPP Non-CHP | NJ | 96.1 | 80.2 | 80.2 | Natural Gas Fired Combustion Turbine | NG | GT | 6 | 1995 |  |  | (OP) Operating | Union
15478 | PSEG Nuclear LLC | PSEG Salem Generating Station | IPP Non-CHP | NJ | 1170 | 1170.2 | 1170.2 | Nuclear | NUC | ST | 6 | 1977 |  |  | (OP) Operating | Salem
15478 | PSEG Nuclear LLC | PSEG Salem Generating Station | IPP Non-CHP | NJ | 1170 | 1158 | 1158 | Nuclear | NUC | ST | 10 | 1981 |  |  | (OP) Operating | Salem
15147 | PSEG Fossil LLC | PSEG Sewaren Generating Station | IPP Non-CHP | NJ | 110.7 | 102.8 | 102.8 | Natural Gas Steam Turbine | NG | ST | 12 | 1948 | 5 | 2018 | (OP) Operating | Middlesex
15147 | PSEG Fossil LLC | PSEG Sewaren Generating Station | IPP Non-CHP | NJ | 107.5 | 118 | 118 | Natural Gas Steam Turbine | NG | ST | 11 | 1948 | 5 | 2018 | (OP) Operating | Middlesex
15147 | PSEG Fossil LLC | PSEG Sewaren Generating Station | IPP Non-CHP | NJ | 107.5 | 106.2 | 106.2 | Natural Gas Steam Turbine | NG | ST | 10 | 1949 | 5 | 2018 | (OP) Operating | Middlesex
15147 | PSEG Fossil LLC | PSEG Sewaren Generating Station | IPP Non-CHP | NJ | 126.5 | 123.6 | 123.6 | Natural Gas Steam Turbine | NG | ST | 7 | 1951 | 5 | 2018 | (OP) Operating | Middlesex
19856 | City of Vineland - (NJ) | Howard Down | Electric Utility | NJ | 68.2 | 55 | 60 | Natural Gas Fired Combustion Turbine | NG | GT | 6 | 2012 |  |  | (OP) Operating | Cumberland
56606 | Calpine New Jersey Generation LLC | Cumberland (NJ) | IPP Non-CHP | NJ | 99.4 | 86.6 | 104.1 | Natural Gas Fired Combustion Turbine | NG | GT | 5 | 1990 |  |  | (OP) Operating | Cumberland
56606 | Calpine New Jersey Generation LLC | Cumberland (NJ) | IPP Non-CHP | NJ | 131.8 | 96.5 | 102 | Natural Gas Fired Combustion Turbine | NG | GT | 6 | 2009 |  |  | (OP) Operating | Cumberland
15478 | PSEG Nuclear LLC | PSEG Hope Creek Generating Station | IPP Non-CHP | NJ | 1290.7 | 1172 | 1172 | Nuclear | NUC | ST | 12 | 1986 |  |  | (OP) Operating | Salem
9726 | Jersey Central Power & Lt Co | Yards Creek | Electric Utility | NJ | 151 | 140 | 140 | Hydroelectric Pumped Storage | WAT | PS | 11 | 1965 |  |  | (OP) Operating | Warren
9726 | Jersey Central Power & Lt Co | Yards Creek | Electric Utility | NJ | 151 | 140 | 140 | Hydroelectric Pumped Storage | WAT | PS | 12 | 1965 |  |  | (OP) Operating | Warren
9726 | Jersey Central Power & Lt Co | Yards Creek | Electric Utility | NJ | 151 | 140 | 140 | Hydroelectric Pumped Storage | WAT | PS | 9 | 1965 |  |  | (OP) Operating | Warren
19856 | City of Vineland - (NJ) | West Station (NJ) | Electric Utility | NJ | 27 | 22.9 | 27.4 | Petroleum Liquids | DFO | GT | 6 | 1972 |  |  | (OP) Operating | Cumberland
61358 | Forked River Power, LLC | Forked River | IPP Non-CHP | NJ | 38.4 | 32.6 | 43.6 | Natural Gas Fired Combustion Turbine | NG | GT | 6 | 1989 |  |  | (OP) Operating | Ocean
61358 | Forked River Power, LLC | Forked River | IPP Non-CHP | NJ | 38.4 | 30.7 | 40.4 | Natural Gas Fired Combustion Turbine | NG | GT | 7 | 1989 |  |  | (OP) Operating | Ocean
56606 | Calpine New Jersey Generation LLC | Sherman Avenue | IPP Non-CHP | NJ | 112.8 | 82.4 | 99 | Natural Gas Fired Combustion Turbine | NG | GT | 5 | 1991 |  |  | (OP) Operating | Cumberland
4458 | Covanta Warren Energy Resource Co LP | Covanta Warren Energy | IPP Non-CHP | NJ | 13.5 | 10 | 10.5 | Municipal Solid Waste | MSW | ST | 9 | 1988 |  |  | (OP) Operating | Warren
14932 | US Operating Services Company | Logan Generating Company LP | IPP CHP | NJ | 242.3 | 219 | 219 | Conventional Steam Coal | BIT | ST | 9 | 1994 |  |  | (OP) Operating | Gloucester
11401 | Mars Wrigley Confectionery US, LLC | Mars Wrigley Confectionery US, LLC | Industrial CHP | NJ | 8.8 | 10 | 7.5 | Natural Gas Fired Combined Cycle | NG | CT | 5 | 1989 |  |  | (OP) Operating | WARREN
50160 | Pedricktown Cogeneration Company LP | Pedricktown Cogeneration Company LP | IPP Non-CHP | NJ | 92.1 | 115.3 | 115.1 | Natural Gas Fired Combined Cycle | NG | CT | 3 | 1992 |  |  | (OP) Operating | Salem
50160 | Pedricktown Cogeneration Company LP | Pedricktown Cogeneration Company LP | IPP Non-CHP | NJ | 42.4 |  |  | Natural Gas Fired Combined Cycle | NG | CA | 3 | 1992 |  |  | (OP) Operating | Salem
59069 | CIP II/AR Bridgewater Holdings LLC | CIP II/AR Bridgewater Holdings - NJCOE | Commercial CHP | NJ | 5 | 4.1 | 4.1 | Natural Gas Fired Combustion Turbine | NG | GT | 11 | 2002 |  |  | (OP) Operating | Somerset
12311 | Merck & Co Inc | Merck Rahway Power Plant | Industrial CHP | NJ | 10.8 | 10 | 10.2 | Natural Gas Steam Turbine | NG | ST | 1 | 2004 |  |  | (OP) Operating | Union
12311 | Merck & Co Inc | Merck Rahway Power Plant | Industrial CHP | NJ | 5 | 4.5 | 4.5 | All Other | OTH | ST | 1 | 2018 |  |  | (OP) Operating | Union
12311 | Merck & Co Inc | Merck Rahway Power Plant | Industrial CHP | NJ | 0.5 | 0.5 | 0.5 | Solar Photovoltaic | SUN | PV | 12 | 2005 |  |  | (OP) Operating | Union
22290 | North Jersey Energy Assoc LP | Sayreville Cogeneration Facility | IPP Non-CHP | NJ | 143.4 | 112 | 127.8 | Natural Gas Fired Combined Cycle | NG | CT | 8 | 1991 |  |  | (OP) Operating | Middlesex
22290 | North Jersey Energy Assoc LP | Sayreville Cogeneration Facility | IPP Non-CHP | NJ | 143.4 | 112 | 127.8 | Natural Gas Fired Combined Cycle | NG | CT | 8 | 1991 |  |  | (OP) Operating | Middlesex
22290 | North Jersey Energy Assoc LP | Sayreville Cogeneration Facility | IPP Non-CHP | NJ | 143.4 | 68 | 77.5 | Natural Gas Fired Combined Cycle | NG | CA | 8 | 1991 |  |  | (OP) Operating | Middlesex
49966 | Covanta Camden Energy Recovery Center | Camden Resource Recovery Facility | IPP Non-CHP | NJ | 17.5 | 16.5 | 16.5 | Municipal Solid Waste | MSW | ST | 3 | 1991 |  |  | (OP) Operating | Camden
49966 | Covanta Camden Energy Recovery Center | Camden Resource Recovery Facility | IPP Non-CHP | NJ | 17.5 | 16.5 | 16.5 | Municipal Solid Waste | MSW | ST | 3 | 1991 |  |  | (OP) Operating | Camden
14932 | US Operating Services Company | Chambers Cogeneration LP | IPP CHP | NJ | 285 | 244 | 242 | Conventional Steam Coal | BIT | ST | 3 | 1994 |  |  | (OP) Operating | Salem
542 | Covanta Essex Company | Covanta Essex Company | IPP Non-CHP | NJ | 34.9 | 30 | 30 | Municipal Solid Waste | MSW | ST | 11 | 1990 |  |  | (OP) Operating | Essex
542 | Covanta Essex Company | Covanta Essex Company | IPP Non-CHP | NJ | 34.9 | 30 | 30 | Municipal Solid Waste | MSW | ST | 11 | 1990 |  |  | (OP) Operating | Essex
56516 | Morris Energy Operations Company, LLC | Camden Plant Holding LLC | IPP Non-CHP | NJ | 95.2 | 145 | 144.7 | Natural Gas Fired Combined Cycle | NG | CT | 2 | 1993 |  |  | (OP) Operating | Camden
56516 | Morris Energy Operations Company, LLC | Camden Plant Holding LLC | IPP Non-CHP | NJ | 61.8 |  |  | Natural Gas Fired Combined Cycle | NG | CA | 2 | 1993 |  |  | (OP) Operating | Camden
5530 | E F Kenilworth LLC | Kenilworth Energy Facility | IPP CHP | NJ | 22 | 20 | 22 | Natural Gas Fired Combined Cycle | NG | CT | 3 | 1989 |  |  | (OP) Operating | Union
5530 | E F Kenilworth LLC | Kenilworth Energy Facility | IPP CHP | NJ | 6.8 | 4.5 | 5.5 | Natural Gas Fired Combined Cycle | NG | CA | 4 | 1989 |  |  | (OP) Operating | Union
3890 | EFS Cogen Holdings I LLC | Linden Cogen Plant | IPP CHP | NJ | 95.2 | 99.6 | 100 | Natural Gas Fired Combined Cycle | NG | CT | 3 | 1992 |  |  | (OP) Operating | Union
3890 | EFS Cogen Holdings I LLC | Linden Cogen Plant | IPP CHP | NJ | 95.2 | 99.6 | 100 | Natural Gas Fired Combined Cycle | NG | CT | 3 | 1992 |  |  | (OP) Operating | Union
3890 | EFS Cogen Holdings I LLC | Linden Cogen Plant | IPP CHP | NJ | 95.2 | 99.6 | 100 | Natural Gas Fired Combined Cycle | NG | CT | 4 | 1992 |  |  | (OP) Operating | Union
3890 | EFS Cogen Holdings I LLC | Linden Cogen Plant | IPP CHP | NJ | 95.2 | 99.6 | 100 | Natural Gas Fired Combined Cycle | NG | CT | 3 | 1992 |  |  | (OP) Operating | Union
3890 | EFS Cogen Holdings I LLC | Linden Cogen Plant | IPP CHP | NJ | 95.2 | 99.6 | 100 | Natural Gas Fired Combined Cycle | NG | CT | 4 | 1992 |  |  | (OP) Operating | Union
3890 | EFS Cogen Holdings I LLC | Linden Cogen Plant | IPP CHP | NJ | 212.5 | 158.3 | 179.9 | Natural Gas Fired Combined Cycle | NG | CT | 1 | 2002 |  |  | (OP) Operating | Union
3890 | EFS Cogen Holdings I LLC | Linden Cogen Plant | IPP CHP | NJ | 95.2 | 99.6 | 100 | Natural Gas Fired Combined Cycle | NG | CA | 3 | 1992 |  |  | (OP) Operating | Union
3890 | EFS Cogen Holdings I LLC | Linden Cogen Plant | IPP CHP | NJ | 95.2 | 99.6 | 100 | Natural Gas Fired Combined Cycle | NG | CA | 3 | 1992 |  |  | (OP) Operating | Union
3890 | EFS Cogen Holdings I LLC | Linden Cogen Plant | IPP CHP | NJ | 95.2 | 99.5 | 100 | Natural Gas Fired Combined Cycle | NG | CA | 4 | 1992 |  |  | (OP) Operating | Union
19148 | Veolia Energy Trenton L.P | Veolia Energy Trenton L.P. | Commercial CHP | NJ | 6 | 5.8 | 5.8 | Natural Gas Internal Combustion Engine | NG | IC | 12 | 1983 |  |  | (OP) Operating | Mercer
55846 | Newark Bay Cogeneration Partnership LP | Newark Bay Cogeneration Partnership LP | IPP Non-CHP | NJ | 42 | 120.2 | 136.2 | Natural Gas Fired Combined Cycle | NG | CT | 5 | 1993 |  |  | (OP) Operating | Essex
55846 | Newark Bay Cogeneration Partnership LP | Newark Bay Cogeneration Partnership LP | IPP Non-CHP | NJ | 42 |  |  | Natural Gas Fired Combined Cycle | NG | CT | 4 | 1993 |  |  | (OP) Operating | Essex
55846 | Newark Bay Cogeneration Partnership LP | Newark Bay Cogeneration Partnership LP | IPP Non-CHP | NJ | 55 |  |  | Natural Gas Fired Combined Cycle | NG | CA | 6 | 1993 |  |  | (OP) Operating | Essex
58485 | Rutgers, The State University of NJ | Rutgers Biomedical and Health Cogen | Commercial CHP | NJ | 3.5 | 3.4 | 3.7 | Natural Gas Fired Combustion Turbine | NG | GT | 7 | 1989 |  |  | (OP) Operating | Essex
58485 | Rutgers, The State University of NJ | Rutgers Biomedical and Health Cogen | Commercial CHP | NJ | 3.5 | 3.4 | 3.7 | Natural Gas Fired Combustion Turbine | NG | GT | 7 | 1989 |  |  | (OP) Operating | Essex
58485 | Rutgers, The State University of NJ | Rutgers Biomedical and Health Cogen | Commercial CHP | NJ | 3.5 | 3.4 | 3.7 | Natural Gas Fired Combustion Turbine | NG | GT | 7 | 1989 |  |  | (OP) Operating | Essex
56516 | Morris Energy Operations Company, LLC | Bayonne Plant Holding LLC | IPP CHP | NJ | 43.4 | 163 | 179 | Natural Gas Fired Combined Cycle | NG | CT | 7 | 1988 | 6 | 2018 | (OP) Operating | Hudson
56516 | Morris Energy Operations Company, LLC | Bayonne Plant Holding LLC | IPP CHP | NJ | 43.4 |  |  | Natural Gas Fired Combined Cycle | NG | CT | 7 | 1988 | 6 | 2018 | (OP) Operating | Hudson
56516 | Morris Energy Operations Company, LLC | Bayonne Plant Holding LLC | IPP CHP | NJ | 43.4 |  |  | Natural Gas Fired Combined Cycle | NG | CT | 7 | 1988 | 6 | 2018 | (OP) Operating | Hudson
56516 | Morris Energy Operations Company, LLC | Bayonne Plant Holding LLC | IPP CHP | NJ | 61.4 |  |  | Natural Gas Fired Combined Cycle | NG | CA | 7 | 1988 | 6 | 2018 | (OP) Operating | Hudson
49942 | Eagle Point Power Generation LLC | Eagle Point Power Generation | IPP Non-CHP | NJ | 90 | 85 | 90 | Natural Gas Fired Combined Cycle | NG | CT | 11 | 1990 |  |  | (OP) Operating | Gloucester
49942 | Eagle Point Power Generation LLC | Eagle Point Power Generation | IPP Non-CHP | NJ | 90 | 85 | 90 | Natural Gas Fired Combined Cycle | NG | CT | 11 | 1990 |  |  | (OP) Operating | Gloucester
49942 | Eagle Point Power Generation LLC | Eagle Point Power Generation | IPP Non-CHP | NJ | 45 | 40 | 45 | Natural Gas Fired Combined Cycle | NG | CA | 4 | 1991 |  |  | (OP) Operating | Gloucester
49942 | Eagle Point Power Generation LLC | Eagle Point Power Generation | IPP Non-CHP | NJ | 26.8 | 26.8 | 26.8 | Natural Gas Fired Combined Cycle | NG | CA | 5 | 2016 |  |  | (OP) Operating | Gloucester
19691 | Paulsboro Refining Company - LLC | Paulsboro Refinery | Industrial CHP | NJ | 30.5 | 25 | 30.5 | Natural Gas Fired Combustion Turbine | NG | GT | 9 | 1991 |  |  | (OP) Operating | Gloucester
19691 | Paulsboro Refining Company - LLC | Paulsboro Refinery | Industrial CHP | NJ | 15 | 11.7 | 12.7 | Other Gases | OG | ST | 8 | 1982 |  |  | (OP) Operating | Gloucester
19691 | Paulsboro Refining Company - LLC | Paulsboro Refinery | Industrial CHP | NJ | 15 | 11.7 | 12.7 | Other Gases | OG | ST | 9 | 1991 |  |  | (OP) Operating | Gloucester
19691 | Paulsboro Refining Company - LLC | Paulsboro Refinery | Industrial CHP | NJ | 18 | 11.6 | 11.6 | Petroleum Coke | PC | OT | 11 | 2006 |  |  | (OP) Operating | Gloucester
55914 | GE Energy Financial Services | Parlin Power Plant | IPP Non-CHP | NJ | 45.9 | 35.9 | 42.2 | Natural Gas Fired Combined Cycle | NG | CT | 6 | 1991 |  |  | (OP) Operating | Middlesex
55914 | GE Energy Financial Services | Parlin Power Plant | IPP Non-CHP | NJ | 45.9 | 37.5 | 43.7 | Natural Gas Fired Combined Cycle | NG | CT | 6 | 1991 |  |  | (OP) Operating | Middlesex
55914 | GE Energy Financial Services | Parlin Power Plant | IPP Non-CHP | NJ | 21.6 | 20.6 | 20.6 | Natural Gas Fired Combined Cycle | NG | CA | 6 | 1991 |  |  | (OP) Operating | Middlesex
55914 | GE Energy Financial Services | Parlin Power Plant | IPP Non-CHP | NJ | 21.6 | 20.6 | 20.6 | Natural Gas Fired Combined Cycle | NG | CA | 6 | 1991 |  |  | (OP) Operating | Middlesex
56516 | Morris Energy Operations Company, LLC | Elmwood Energy Holdings LLC | IPP Non-CHP | NJ | 59 | 70 | 70 | Natural Gas Fired Combined Cycle | NG | CT | 4 | 1989 |  |  | (OP) Operating | Bergen
56516 | Morris Energy Operations Company, LLC | Elmwood Energy Holdings LLC | IPP Non-CHP | NJ | 24 |  |  | Natural Gas Fired Combined Cycle | NG | CA | 5 | 1989 |  |  | (OP) Operating | Bergen
20541 | Wheelabrator Environmental Systems | Wheelabrator Gloucester LP | IPP Non-CHP | NJ | 14 | 12 | 12 | Municipal Solid Waste | MSW | ST | 1 | 1990 |  |  | (OP) Operating | Gloucester
4440 | Covanta Union Operations LLC | Union County Resource Recovery | Commercial Non-CHP | NJ | 45 | 37.5 | 38.5 | Municipal Solid Waste | MSW | ST | 2 | 1994 |  |  | (OP) Operating | Union
57280 | Eagle Creek RE LLC | Great Falls Hydro Project | IPP Non-CHP | NJ | 4.1 | 3.3 | 3.3 | Conventional Hydroelectric | WAT | HY | 12 | 1985 |  |  | (OP) Operating | Passaic
57280 | Eagle Creek RE LLC | Great Falls Hydro Project | IPP Non-CHP | NJ | 4.1 | 3.3 | 3.3 | Conventional Hydroelectric | WAT | HY | 12 | 1985 |  |  | (OP) Operating | Passaic
57280 | Eagle Creek RE LLC | Great Falls Hydro Project | IPP Non-CHP | NJ | 4.1 | 3.3 | 3.3 | Conventional Hydroelectric | WAT | HY | 12 | 1985 |  |  | (OP) Operating | Passaic
13943 | Ocean County Utilities Auth | Bayville Central Facility | Commercial CHP | NJ | 0.3 | 0.3 | 0.3 | Other Waste Biomass | OBG | IC | 9 | 1988 |  |  | (OP) Operating | Ocean
13943 | Ocean County Utilities Auth | Bayville Central Facility | Commercial CHP | NJ | 0.3 | 0.3 | 0.3 | Other Waste Biomass | OBG | IC | 9 | 1988 |  |  | (OP) Operating | Ocean
13943 | Ocean County Utilities Auth | Bayville Central Facility | Commercial CHP | NJ | 0.3 | 0.3 | 0.3 | Other Waste Biomass | OBG | IC | 9 | 1988 |  |  | (OP) Operating | Ocean
13943 | Ocean County Utilities Auth | Bayville Central Facility | Commercial CHP | NJ | 1.5 | 1.5 | 1.5 | Petroleum Liquids | DFO | IC | 5 | 2002 |  |  | (OP) Operating | Ocean
13943 | Ocean County Utilities Auth | Bayville Central Facility | Commercial CHP | NJ | 1.5 | 1.5 | 1.5 | Petroleum Liquids | DFO | IC | 5 | 2002 |  |  | (OP) Operating | Ocean
13943 | Ocean County Utilities Auth | Bayville Central Facility | Commercial CHP | NJ | 1.5 | 1.5 | 1.5 | Petroleum Liquids | DFO | IC | 5 | 2002 |  |  | (OP) Operating | Ocean
13943 | Ocean County Utilities Auth | Bayville Central Facility | Commercial CHP | NJ | 1.5 | 1.5 | 1.5 | Petroleum Liquids | DFO | IC | 5 | 2002 |  |  | (OP) Operating | Ocean
13943 | Ocean County Utilities Auth | Bayville Central Facility | Commercial CHP | NJ | 0.2 | 0.2 | 0.1 | Solar Photovoltaic | SUN | PV | 5 | 2007 |  |  | (OP) Operating | Ocean
2265 | Bristol-Myers Squibb Co | Bristol Myers Squibb New Brunswick | Industrial CHP | NJ | 9.5 | 8.8 | 10.5 | Natural Gas Fired Combustion Turbine | NG | GT | 7 | 1992 |  |  | (OP) Operating | Middlesex
56355 | LES Project Holdings LLC | Ocean County Landfill | IPP Non-CHP | NJ | 0.8 | 0.8 | 0.8 | Landfill Gas | LFG | IC | 2 | 1997 |  |  | (OP) Operating | Ocean
56355 | LES Project Holdings LLC | Ocean County Landfill | IPP Non-CHP | NJ | 1.6 | 1.5 | 1.5 | Landfill Gas | LFG | IC | 6 | 2006 |  |  | (OP) Operating | Ocean
56355 | LES Project Holdings LLC | Ocean County Landfill | IPP Non-CHP | NJ | 1.6 | 1.5 | 1.5 | Landfill Gas | LFG | IC | 6 | 2006 |  |  | (OP) Operating | Ocean
56355 | LES Project Holdings LLC | Ocean County Landfill | IPP Non-CHP | NJ | 1.6 | 1.5 | 1.5 | Landfill Gas | LFG | IC | 6 | 2006 |  |  | (OP) Operating | Ocean
56355 | LES Project Holdings LLC | Ocean County Landfill | IPP Non-CHP | NJ | 0.8 | 0.8 | 0.8 | Landfill Gas | LFG | IC | 2 | 1997 |  |  | (OP) Operating | Ocean
56355 | LES Project Holdings LLC | Ocean County Landfill | IPP Non-CHP | NJ | 0.8 | 0.8 | 0.8 | Landfill Gas | LFG | IC | 2 | 1997 |  |  | (OP) Operating | Ocean
56355 | LES Project Holdings LLC | Ocean County Landfill | IPP Non-CHP | NJ | 0.8 | 0.8 | 0.8 | Landfill Gas | LFG | IC | 2 | 1997 |  |  | (OP) Operating | Ocean
56355 | LES Project Holdings LLC | Ocean County Landfill | IPP Non-CHP | NJ | 0.8 | 0.8 | 0.8 | Landfill Gas | LFG | IC | 2 | 1997 |  |  | (OP) Operating | Ocean
56355 | LES Project Holdings LLC | Ocean County Landfill | IPP Non-CHP | NJ | 0.8 | 0.8 | 0.8 | Landfill Gas | LFG | IC | 2 | 1997 |  |  | (OP) Operating | Ocean
56355 | LES Project Holdings LLC | Ocean County Landfill | IPP Non-CHP | NJ | 1.6 | 1.5 | 1.5 | Landfill Gas | LFG | IC | 6 | 2006 |  |  | (OP) Operating | Ocean
56355 | LES Project Holdings LLC | Ocean County Landfill | IPP Non-CHP | NJ | 1.6 | 1.5 | 1.5 | Landfill Gas | LFG | IC | 6 | 2006 |  |  | (OP) Operating | Ocean
56355 | LES Project Holdings LLC | Ocean County Landfill | IPP Non-CHP | NJ | 1.6 | 1.5 | 1.5 | Landfill Gas | LFG | IC | 6 | 2006 |  |  | (OP) Operating | Ocean
22131 | Red Oak Operating Services LLC | Red Oak Power LLC | IPP Non-CHP | NJ | 180.2 | 165.3 | 182.7 | Natural Gas Fired Combined Cycle | NG | CT | 3 | 2002 |  |  | (OP) Operating | Middlesex
22131 | Red Oak Operating Services LLC | Red Oak Power LLC | IPP Non-CHP | NJ | 180.2 | 165.3 | 182.7 | Natural Gas Fired Combined Cycle | NG | CT | 3 | 2002 |  |  | (OP) Operating | Middlesex
22131 | Red Oak Operating Services LLC | Red Oak Power LLC | IPP Non-CHP | NJ | 180.2 | 165.3 | 182.7 | Natural Gas Fired Combined Cycle | NG | CT | 3 | 2002 |  |  | (OP) Operating | Middlesex
22131 | Red Oak Operating Services LLC | Red Oak Power LLC | IPP Non-CHP | NJ | 280.5 | 270 | 275 | Natural Gas Fired Combined Cycle | NG | CA | 4 | 2002 |  |  | (OP) Operating | Middlesex
12773 | Monmouth Energy Inc | Monmouth Landfill Gas to Energy | IPP Non-CHP | NJ | 4.9 | 3.3 | 4.1 | Landfill Gas | LFG | GT | 7 | 1998 |  |  | (OP) Operating | Monmouth
12773 | Monmouth Energy Inc | Monmouth Landfill Gas to Energy | IPP Non-CHP | NJ | 4.9 | 3.3 | 4.1 | Landfill Gas | LFG | GT | 7 | 1998 |  |  | (OP) Operating | Monmouth
60789 | Nautilus Power LLC | NAEA Ocean Peaking Power LLC | IPP Non-CHP | NJ | 191.5 | 162.8 | 187.7 | Natural Gas Fired Combustion Turbine | NG | GT | 5 | 2003 |  |  | (OP) Operating | Ocean
60789 | Nautilus Power LLC | NAEA Ocean Peaking Power LLC | IPP Non-CHP | NJ | 191.5 | 162.8 | 187.7 | Natural Gas Fired Combustion Turbine | NG | GT | 5 | 2003 |  |  | (OP) Operating | Ocean
49775 | Middlesex Generating Company LLC | Middlesex Generating Facility | IPP CHP | NJ | 6 | 4.1 | 4.9 | Landfill Gas | LFG | CT | 10 | 2001 |  |  | (OP) Operating | MIDDLESEX
49775 | Middlesex Generating Company LLC | Middlesex Generating Facility | IPP CHP | NJ | 6 | 4.1 | 4.9 | Landfill Gas | LFG | CT | 10 | 2001 |  |  | (OP) Operating | MIDDLESEX
49775 | Middlesex Generating Company LLC | Middlesex Generating Facility | IPP CHP | NJ | 10.5 | 10.6 | 10.6 | Landfill Gas | LFG | CA | 1 | 1961 |  |  | (OP) Operating | MIDDLESEX
49812 | NEO Freehold Gen LLC | NEO Freehold Gen LLC | IPP CHP | NJ | 1.1 | 1.1 | 1.1 | Natural Gas Internal Combustion Engine | NG | IC | 10 | 1997 |  |  | (OP) Operating | Monmouth
49812 | NEO Freehold Gen LLC | NEO Freehold Gen LLC | IPP CHP | NJ | 1.1 | 1.1 | 1.1 | Natural Gas Internal Combustion Engine | NG | IC | 10 | 1997 |  |  | (OP) Operating | Monmouth
50095 | Phillips 66 | Bayway Refinery | Industrial Non-CHP | NJ | 11.2 | 11.2 | 11.2 | All Other | WH | OT | 12 | 1967 |  |  | (OP) Operating | Union
50123 | Leeward Asset Management, LLC | Jersey-Atlantic Wind Farm | IPP Non-CHP | NJ | 7.5 | 7.5 | 7.5 | Onshore Wind Turbine | WND | WT | 3 | 2006 |  |  | (OP) Operating | Atlantic
57249 | EPP Renewable Energy | Pennsauken Landfill | IPP Non-CHP | NJ | 0.9 | 0.9 | 0.9 | Landfill Gas | LFG | IC | 12 | 2004 |  |  | (OP) Operating | Camden
57249 | EPP Renewable Energy | Pennsauken Landfill | IPP Non-CHP | NJ | 0.9 | 0.9 | 0.9 | Landfill Gas | LFG | IC | 12 | 2004 |  |  | (OP) Operating | Camden
57249 | EPP Renewable Energy | Haworth Water Treatment Plant | IPP Non-CHP | NJ | 2 | 2 | 2 | Natural Gas Internal Combustion Engine | NG | IC | 12 | 2004 |  |  | (OP) Operating | Bergen
57249 | EPP Renewable Energy | Haworth Water Treatment Plant | IPP Non-CHP | NJ | 2 | 2 | 2 | Natural Gas Internal Combustion Engine | NG | IC | 12 | 2004 |  |  | (OP) Operating | Bergen
57249 | EPP Renewable Energy | Haworth Water Treatment Plant | IPP Non-CHP | NJ | 2 | 2 | 2 | Natural Gas Internal Combustion Engine | NG | IC | 12 | 2004 |  |  | (OP) Operating | Bergen
57249 | EPP Renewable Energy | Haworth Water Treatment Plant | IPP Non-CHP | NJ | 2 | 2 | 2 | Natural Gas Internal Combustion Engine | NG | IC | 12 | 2004 |  |  | (OP) Operating | Bergen
57249 | EPP Renewable Energy | Haworth Water Treatment Plant | IPP Non-CHP | NJ | 4 | 3.9 | 3.9 | Petroleum Liquids | DFO | IC | 1 | 2018 |  |  | (OP) Operating | Bergen
57249 | EPP Renewable Energy | Haworth Water Treatment Plant | IPP Non-CHP | NJ | 4 | 3.9 | 3.9 | Petroleum Liquids | DFO | IC | 1 | 2018 |  |  | (OP) Operating | Bergen
59100 | Sunlight General Solar Fund II, LLC | Hall's Warehouse Solar Project | IPP Non-CHP | NJ | 1.6 | 1.6 | 1.6 | Solar Photovoltaic | SUN | PV | 2 | 2009 |  |  | (OP) Operating | Middlesex
57249 | EPP Renewable Energy | Pennsauken Solar | IPP Non-CHP | NJ | 0.2 | 0.2 | 0.2 | Solar Photovoltaic | SUN | PV | 6 | 2006 |  |  | (OP) Operating | Camden
57249 | EPP Renewable Energy | Pennsauken Solar | IPP Non-CHP | NJ | 0.2 | 0.2 | 0.2 | Solar Photovoltaic | SUN | PV | 6 | 2006 |  |  | (OP) Operating | Camden
57249 | EPP Renewable Energy | Pennsauken Solar | IPP Non-CHP | NJ | 0.1 | 0.1 | 0.1 | Solar Photovoltaic | SUN | PV | 12 | 2007 |  |  | (OP) Operating | Camden
57249 | EPP Renewable Energy | Pennsauken Solar | IPP Non-CHP | NJ | 0.2 | 0.2 | 0.2 | Solar Photovoltaic | SUN | PV | 12 | 2007 |  |  | (OP) Operating | Camden
57249 | EPP Renewable Energy | Pennsauken Solar | IPP Non-CHP | NJ | 0.1 | 0.1 | 0.1 | Solar Photovoltaic | SUN | PV | 12 | 2007 |  |  | (OP) Operating | Camden
57249 | EPP Renewable Energy | Pennsauken Solar | IPP Non-CHP | NJ | 0.2 | 0.2 | 0.2 | Solar Photovoltaic | SUN | PV | 12 | 2007 |  |  | (OP) Operating | Camden
57249 | EPP Renewable Energy | Pennsauken Solar | IPP Non-CHP | NJ | 0.2 | 0.2 | 0.2 | Solar Photovoltaic | SUN | PV | 12 | 2007 |  |  | (OP) Operating | Camden
57249 | EPP Renewable Energy | Pennsauken Solar | IPP Non-CHP | NJ | 0.2 | 0.2 | 0.2 | Solar Photovoltaic | SUN | PV | 12 | 2007 |  |  | (OP) Operating | Camden
57249 | EPP Renewable Energy | Pennsauken Solar | IPP Non-CHP | NJ | 0.1 | 0.1 | 0.1 | Solar Photovoltaic | SUN | PV | 12 | 2007 |  |  | (OP) Operating | Camden
57249 | EPP Renewable Energy | Pennsauken Solar | IPP Non-CHP | NJ | 2.4 | 2.4 | 2.4 | Solar Photovoltaic | SUN | PV | 2 | 2018 |  |  | (OP) Operating | Camden
57249 | EPP Renewable Energy | Cumberland County Solid Waste Complex | IPP Non-CHP | NJ | 1.6 | 1.6 | 1.6 | Landfill Gas | LFG | IC | 11 | 2008 |  |  | (OP) Operating | Cumberland
57249 | EPP Renewable Energy | Cumberland County Solid Waste Complex | IPP Non-CHP | NJ | 1.6 | 1.6 | 1.6 | Landfill Gas | LFG | IC | 11 | 2008 |  |  | (OP) Operating | Cumberland
57249 | EPP Renewable Energy | Cumberland County Solid Waste Complex | IPP Non-CHP | NJ | 1.6 | 1.6 | 1.6 | Landfill Gas | LFG | IC | 11 | 2008 |  |  | (OP) Operating | Cumberland
57249 | EPP Renewable Energy | Warren County Solar | IPP Non-CHP | NJ | 0.5 | 0.5 | 0.5 | Solar Photovoltaic | SUN | PV | 6 | 2012 |  |  | (OP) Operating | Warren
57249 | EPP Renewable Energy | Warren County Solar | IPP Non-CHP | NJ | 0.5 | 0.5 | 0.5 | Solar Photovoltaic | SUN | PV | 6 | 2012 |  |  | (OP) Operating | Warren
57249 | EPP Renewable Energy | Warren County Solar | IPP Non-CHP | NJ | 0.5 | 0.5 | 0.5 | Solar Photovoltaic | SUN | PV | 6 | 2012 |  |  | (OP) Operating | Warren
57249 | EPP Renewable Energy | Warren County Solar | IPP Non-CHP | NJ | 0.5 | 0.5 | 0.5 | Solar Photovoltaic | SUN | PV | 6 | 2012 |  |  | (OP) Operating | Warren
57249 | EPP Renewable Energy | PPL Renewable Energy Merck Solar | IPP Non-CHP | NJ | 1.7 | 1.7 | 1.7 | Solar Photovoltaic | SUN | PV | 5 | 2009 |  |  | (OP) Operating | Union
57044 | Constellation Solar New Jersey, LLC | Atlantic City Convention Center | Commercial Non-CHP | NJ | 0.5 | 0.5 | 0.3 | Solar Photovoltaic | SUN | PV | 12 | 2008 |  |  | (OP) Operating | Atlantic
57044 | Constellation Solar New Jersey, LLC | Atlantic City Convention Center | Commercial Non-CHP | NJ | 0.5 | 0.5 | 0.3 | Solar Photovoltaic | SUN | PV | 12 | 2008 |  |  | (OP) Operating | Atlantic
57044 | Constellation Solar New Jersey, LLC | Atlantic City Convention Center | Commercial Non-CHP | NJ | 0.5 | 0.5 | 0.3 | Solar Photovoltaic | SUN | PV | 12 | 2008 |  |  | (OP) Operating | Atlantic
57044 | Constellation Solar New Jersey, LLC | Atlantic City Convention Center | Commercial Non-CHP | NJ | 0.5 | 0.5 | 0.3 | Solar Photovoltaic | SUN | PV | 12 | 2008 |  |  | (OP) Operating | Atlantic
56236 | West Deptford Energy LLC | West Deptford Energy Station | IPP Non-CHP | NJ | 225.3 | 212 | 219 | Natural Gas Fired Combined Cycle | NG | CT | 10 | 2014 |  |  | (OP) Operating | Gloucester
56236 | West Deptford Energy LLC | West Deptford Energy Station | IPP Non-CHP | NJ | 225.3 | 212 | 219 | Natural Gas Fired Combined Cycle | NG | CT | 10 | 2014 |  |  | (OP) Operating | Gloucester
56236 | West Deptford Energy LLC | West Deptford Energy Station | IPP Non-CHP | NJ | 304 | 304 | 304 | Natural Gas Fired Combined Cycle | NG | CA | 10 | 2014 |  |  | (OP) Operating | Gloucester
56267 | Bayonne Energy Center LLC | Bayonne Energy Center | IPP Non-CHP | NJ | 64 | 59.9 | 63.1 | Natural Gas Fired Combustion Turbine | NG | GT | 6 | 2012 |  |  | (OP) Operating | Hudson
56267 | Bayonne Energy Center LLC | Bayonne Energy Center | IPP Non-CHP | NJ | 64 | 58.9 | 62.7 | Natural Gas Fired Combustion Turbine | NG | GT | 6 | 2012 |  |  | (OP) Operating | Hudson
56267 | Bayonne Energy Center LLC | Bayonne Energy Center | IPP Non-CHP | NJ | 64 | 60 | 62.7 | Natural Gas Fired Combustion Turbine | NG | GT | 6 | 2012 |  |  | (OP) Operating | Hudson
56267 | Bayonne Energy Center LLC | Bayonne Energy Center | IPP Non-CHP | NJ | 64 | 57.9 | 62.4 | Natural Gas Fired Combustion Turbine | NG | GT | 6 | 2012 |  |  | (OP) Operating | Hudson
56267 | Bayonne Energy Center LLC | Bayonne Energy Center | IPP Non-CHP | NJ | 64 | 59.9 | 63.2 | Natural Gas Fired Combustion Turbine | NG | GT | 6 | 2012 |  |  | (OP) Operating | Hudson
56267 | Bayonne Energy Center LLC | Bayonne Energy Center | IPP Non-CHP | NJ | 64 | 58.1 | 62.2 | Natural Gas Fired Combustion Turbine | NG | GT | 6 | 2012 |  |  | (OP) Operating | Hudson
56267 | Bayonne Energy Center LLC | Bayonne Energy Center | IPP Non-CHP | NJ | 64 | 58.6 | 62.7 | Natural Gas Fired Combustion Turbine | NG | GT | 6 | 2012 |  |  | (OP) Operating | Hudson
56267 | Bayonne Energy Center LLC | Bayonne Energy Center | IPP Non-CHP | NJ | 64 | 59.9 | 62.8 | Natural Gas Fired Combustion Turbine | NG | GT | 6 | 2012 |  |  | (OP) Operating | Hudson
56610 | Calpine Vineland Solar LLC | Calpine Vineland Solar LLC | IPP Non-CHP | NJ | 2.3 | 2.3 | 2.3 | Solar Photovoltaic | SUN | PV | 8 | 2009 |  |  | (OP) Operating | Cumberland
56610 | Calpine Vineland Solar LLC | Calpine Vineland Solar LLC | IPP Non-CHP | NJ | 1.8 | 1.8 | 1.8 | Solar Photovoltaic | SUN | PV | 12 | 2009 |  |  | (OP) Operating | Cumberland
56584 | PSEG Solar Hackettstown LLC | PSEG Hackettstown | IPP Non-CHP | NJ | 2.2 | 2.2 | 2.2 | Solar Photovoltaic | SUN | PV | 9 | 2009 |  |  | (OP) Operating | Warren
15477 | Public Service Elec & Gas Co | Silver Lake Solar Farm | Electric Utility | NJ | 1.7 | 1.7 | 1.7 | Solar Photovoltaic | SUN | PV | 10 | 2010 |  |  | (OP) Operating | Middlesex
15477 | Public Service Elec & Gas Co | Trenton Solar Farm | Electric Utility | NJ | 1 | 1 | 1 | Solar Photovoltaic | SUN | PV | 10 | 2010 |  |  | (OP) Operating | Mercer
15477 | Public Service Elec & Gas Co | Linden Solar Farm | Electric Utility | NJ | 2.7 | 2.7 | 2.7 | Solar Photovoltaic | SUN | PV | 12 | 2010 |  |  | (OP) Operating | Union
15477 | Public Service Elec & Gas Co | Yardville Solar Farm | Electric Utility | NJ | 3.6 | 3.6 | 3.6 | Solar Photovoltaic | SUN | PV | 12 | 2010 |  |  | (OP) Operating | Mercer
15477 | Public Service Elec & Gas Co | WEA Texas Bayonne | Electric Utility | NJ | 1.5 | 1.5 | 1.5 | Solar Photovoltaic | SUN | PV | 12 | 2010 |  |  | (OP) Operating | Hudson
15477 | Public Service Elec & Gas Co | Matrix Buildings A&B (Perth Amboy) Solar | Electric Utility | NJ | 2.5 | 2.5 | 2.5 | Solar Photovoltaic | SUN | PV | 1 | 2011 |  |  | (OP) Operating | Middlesex
56728 | Dow Jones & Co | Dow Jones South Brunswick Solar | IPP Non-CHP | NJ | 2.5 | 2.5 | 2 | Solar Photovoltaic | SUN | PV | 12 | 2010 |  |  | (OP) Operating | Middlesex
56728 | Dow Jones & Co | Dow Jones South Brunswick Solar | IPP Non-CHP | NJ | 1.6 | 1.6 | 1.6 | Solar Photovoltaic | SUN | PV | 3 | 2011 |  |  | (OP) Operating | Middlesex
56769 | Consolidated Edison Development Inc. | Pilesgrove | IPP Non-CHP | NJ | 18 | 17.7 | 17.7 | Solar Photovoltaic | SUN | PV | 8 | 2011 |  |  | (OP) Operating | Salem
56777 | Avidan Energy Solutions | 145 Talmadge Solar | IPP Non-CHP | NJ | 3.8 | 3.8 | 3.8 | Solar Photovoltaic | SUN | PV | 4 | 2011 |  |  | (OP) Operating | Middlesex
56769 | Consolidated Edison Development Inc. | Murray Hill Solar | IPP Non-CHP | NJ | 1 | 1 | 1 | Solar Photovoltaic | SUN | PV | 5 | 2011 |  |  | (OP) Operating | Union
56769 | Consolidated Edison Development Inc. | Flemington Solar | IPP Non-CHP | NJ | 8 | 7.9 | 7.9 | Solar Photovoltaic | SUN | PV | 12 | 2011 |  |  | (OP) Operating | Hunterdon
56769 | Consolidated Edison Development Inc. | Frenchtown I Solar | IPP Non-CHP | NJ | 3 | 3 | 3 | Solar Photovoltaic | SUN | PV | 1 | 2012 |  |  | (OP) Operating | Hunterdon
56769 | Consolidated Edison Development Inc. | Frenchtown II Solar | IPP Non-CHP | NJ | 3 | 3 | 3 | Solar Photovoltaic | SUN | PV | 12 | 2011 |  |  | (OP) Operating | Hunterdon
56769 | Consolidated Edison Development Inc. | Lebanon Solar | IPP Non-CHP | NJ | 2 | 2 | 2 | Solar Photovoltaic | SUN | PV | 12 | 2011 |  |  | (OP) Operating | Hunterdon
56915 | Solar Star New Jersey IV, LLC | ETS Ewing Solar Facility | IPP Non-CHP | NJ | 1.3 | 1.3 | 1.3 | Solar Photovoltaic | SUN | PV | 6 | 2010 |  |  | (OP) Operating | Mercer
15477 | Public Service Elec & Gas Co | Matrix Stults Road Solar Facility | Electric Utility | NJ | 2.6 | 2.6 | 2.6 | Solar Photovoltaic | SUN | PV | 6 | 2011 |  |  | (OP) Operating | Middlesex
56976 | Constellation Solar New Jersey II, LLC | Toys R Us- DE, Inc. at Mt. Olive, NJ | IPP Non-CHP | NJ | 4.1 | 4.1 | 4.1 | Solar Photovoltaic | SUN | PV | 12 | 2011 |  |  | (OP) Operating | Morris
56990 | NJR Clean Energy Ventures Corporation | Vineland Mays Landing Solar | IPP Non-CHP | NJ | 4.3 | 3.7 | 3.7 | Solar Photovoltaic | SUN | PV | 10 | 2011 |  |  | (OP) Operating | Cumberland
56990 | NJR Clean Energy Ventures Corporation | Manalapan Village Solar | IPP Non-CHP | NJ | 3.5 | 3.5 | 3.5 | Solar Photovoltaic | SUN | PV | 12 | 2011 |  |  | (OP) Operating | Monmouth
56990 | NJR Clean Energy Ventures Corporation | McGraw Hill Solar | IPP Non-CHP | NJ | 12 | 12 | 12 | Solar Photovoltaic | SUN | PV | 12 | 2011 |  |  | (OP) Operating | Mercer
56993 | SBS Energy Partners LLC | Seabrook Solar Plant | IPP Non-CHP | NJ | 1.5 | 1.5 | 1.5 | Solar Photovoltaic | SUN | PV | 12 | 2011 |  |  | (OP) Operating | Cumberland
56993 | SBS Energy Partners LLC | Seabrook Solar Plant | IPP Non-CHP | NJ | 1.5 | 1.5 | 1.5 | Solar Photovoltaic | SUN | PV | 4 | 2014 |  |  | (OP) Operating | Cumberland
56993 | SBS Energy Partners LLC | Seabrook Solar Plant | IPP Non-CHP | NJ | 0.8 | 0.8 | 0.8 | Solar Photovoltaic | SUN | PV | 4 | 2014 |  |  | (OP) Operating | Cumberland
56993 | SBS Energy Partners LLC | Seabrook Solar Plant | IPP Non-CHP | NJ | 3 | 3 | 3 | Solar Photovoltaic | SUN | PV | 3 | 2011 |  |  | (OP) Operating | Cumberland
56976 | Constellation Solar New Jersey II, LLC | Johnson Matthey, Inc. Solar | IPP Non-CHP | NJ | 4 | 4 | 4 | Solar Photovoltaic | SUN | PV | 3 | 2011 |  |  | (OP) Operating | Gloucester
15477 | Public Service Elec & Gas Co | NJMC Landfill | Electric Utility | NJ | 2.5 | 2.5 | 2.5 | Solar Photovoltaic | SUN | PV | 12 | 2011 |  |  | (OP) Operating | Hudson
15477 | Public Service Elec & Gas Co | Summit Associates | Electric Utility | NJ | 1.9 | 1.9 | 1.9 | Solar Photovoltaic | SUN | PV | 12 | 2011 |  |  | (OP) Operating | Middlesex
15477 | Public Service Elec & Gas Co | BlackRock-Matrix | Electric Utility | NJ | 2.5 | 2.5 | 2.5 | Solar Photovoltaic | SUN | PV | 3 | 2012 |  |  | (OP) Operating | Middlesex
15477 | Public Service Elec & Gas Co | Mill Creek Solar | Electric Utility | NJ | 3.5 | 3.5 | 3.5 | Solar Photovoltaic | SUN | PV | 12 | 2011 |  |  | (OP) Operating | Burlington
57044 | Constellation Solar New Jersey, LLC | Benjamin Moore & Co. Solar | Commercial Non-CHP | NJ | 1.4 | 1.4 | 1.4 | Solar Photovoltaic | SUN | PV | 12 | 2010 |  |  | (OP) Operating | Morris
57049 | NFI Solar LLC | Cherry Hill | IPP Non-CHP | NJ | 1.1 | 1.1 | 1.1 | Solar Photovoltaic | SUN | PV | 3 | 2010 |  |  | (OP) Operating | Camden
57049 | NFI Solar LLC | Vineland Headquarters | IPP Non-CHP | NJ | 1.1 | 1.1 | 1.1 | Solar Photovoltaic | SUN | PV | 6 | 2011 |  |  | (OP) Operating | Cumberland
57044 | Constellation Solar New Jersey, LLC | The City of Vineland at West Vineland | IPP Non-CHP | NJ | 3.7 | 3.7 | 3.7 | Solar Photovoltaic | SUN | PV | 10 | 2011 |  |  | (OP) Operating | Cumberland
57044 | Constellation Solar New Jersey, LLC | The City of Vineland at North Vineland | IPP Non-CHP | NJ | 2.3 | 2.3 | 2.3 | Solar Photovoltaic | SUN | PV | 10 | 2011 |  |  | (OP) Operating | Cumberland
57049 | NFI Solar LLC | Maple Solar | IPP Non-CHP | NJ | 1.6 | 1.6 | 1.6 | Solar Photovoltaic | SUN | PV | 5 | 2011 |  |  | (OP) Operating | Cumberland
57049 | NFI Solar LLC | Maple Solar | IPP Non-CHP | NJ | 0.8 | 0.8 | 0.8 | Solar Photovoltaic | SUN | PV | 9 | 2011 |  |  | (OP) Operating | Cumberland
58316 | SSA Solar of NJ LLC | FedEx Woodbridge | IPP Non-CHP | NJ | 2.4 | 2.4 | 2.4 | Solar Photovoltaic | SUN | PV | 12 | 2009 |  |  | (OP) Operating | Middlesex
59139 | SunEdison LLC | ISH Solar Central, LLC | IPP Non-CHP | NJ | 1.4 | 1.4 | 1.4 | Solar Photovoltaic | SUN | PV | 10 | 2011 |  |  | (OP) Operating | Monmouth
57124 | Nautilus Solar WPU LLC | William Paterson University | Commercial Non-CHP | NJ | 1.4 | 1.4 | 1.4 | Solar Photovoltaic | SUN | PV | 10 | 2010 |  |  | (OP) Operating | Passaic
57130 | Janssen Pharmaceutical Co | Titusville Solar | Commercial Non-CHP | NJ | 4.1 | 4.1 | 4.1 | Solar Photovoltaic | SUN | PV | 9 | 2010 |  |  | (OP) Operating | Mercer
57166 | Woodbridge Energy Center | Woodbridge Energy Center | IPP Non-CHP | NJ | 240 | 209.8 | 234 | Natural Gas Fired Combined Cycle | NG | CT | 11 | 2015 |  |  | (OP) Operating | Middlesex
57166 | Woodbridge Energy Center | Woodbridge Energy Center | IPP Non-CHP | NJ | 240 | 208.1 | 231.3 | Natural Gas Fired Combined Cycle | NG | CT | 10 | 2015 |  |  | (OP) Operating | Middlesex
57166 | Woodbridge Energy Center | Woodbridge Energy Center | IPP Non-CHP | NJ | 315 | 305 | 310.2 | Natural Gas Fired Combined Cycle | NG | CA | 11 | 2015 |  |  | (OP) Operating | Middlesex
57172 | SC Landfill Energy LLC | SC Landfill Energy LLC | IPP Non-CHP | NJ | 1.9 | 1.8 | 1.8 | Landfill Gas | LFG | IC | 12 | 2008 |  |  | (OP) Operating | Salem
57173 | AC Landfill Energy LLC | AC Landfill Energy LLC | IPP Non-CHP | NJ | 1.6 | 1.5 | 1.5 | Landfill Gas | LFG | IC | 3 | 2005 | 3 | 2023 | (OP) Operating | Atlantic
57173 | AC Landfill Energy LLC | AC Landfill Energy LLC | IPP Non-CHP | NJ | 1.9 | 1.8 | 1.8 | Landfill Gas | LFG | IC | 3 | 2005 | 3 | 2023 | (OP) Operating | Atlantic
57173 | AC Landfill Energy LLC | AC Landfill Energy LLC | IPP Non-CHP | NJ | 1.9 | 1.8 | 1.8 | Landfill Gas | LFG | IC | 3 | 2005 | 3 | 2023 | (OP) Operating | Atlantic
57174 | SX Landfill Energy LLC | SX Landfill Energy LLC | IPP Non-CHP | NJ | 1.6 | 1.5 | 1.5 | Landfill Gas | LFG | IC | 6 | 2011 |  |  | (OP) Operating | Sussex
57174 | SX Landfill Energy LLC | SX Landfill Energy LLC | IPP Non-CHP | NJ | 1.6 | 1.5 | 1.5 | Landfill Gas | LFG | IC | 6 | 2011 |  |  | (OP) Operating | Sussex
57175 | BC Landfill Energy LLC | BC Landfill Energy LLC | IPP Non-CHP | NJ | 1.5 | 1.4 | 1.4 | Landfill Gas | LFG | IC | 8 | 2007 |  |  | (OP) Operating | Burlington
57175 | BC Landfill Energy LLC | BC Landfill Energy LLC | IPP Non-CHP | NJ | 1.5 | 1.4 | 1.4 | Landfill Gas | LFG | IC | 8 | 2007 |  |  | (OP) Operating | Burlington
57175 | BC Landfill Energy LLC | BC Landfill Energy LLC | IPP Non-CHP | NJ | 1.5 | 1.4 | 1.4 | Landfill Gas | LFG | IC | 8 | 2007 |  |  | (OP) Operating | Burlington
57175 | BC Landfill Energy LLC | BC Landfill Energy LLC | IPP Non-CHP | NJ | 1.5 | 1.4 | 1.4 | Landfill Gas | LFG | IC | 8 | 2007 |  |  | (OP) Operating | Burlington
57175 | BC Landfill Energy LLC | BC Landfill Energy LLC | IPP Non-CHP | NJ | 1.5 | 1.4 | 1.4 | Landfill Gas | LFG | IC | 8 | 2007 |  |  | (OP) Operating | Burlington
57176 | WC Landfill Energy LLC | WC Landfill Energy LLC | IPP Non-CHP | NJ | 1 | 1.1 | 1 | Solar Photovoltaic | SUN | PV | 9 | 2013 |  |  | (OP) Operating | Warren
56997 | Marina Energy LLC | McKee City Solar Phase 2 | IPP Non-CHP | NJ | 2.4 | 2.4 | 2.4 | Solar Photovoltaic | SUN | PV | 12 | 2011 |  |  | (OP) Operating | Atlantic
56997 | Marina Energy LLC | Stockton Athletic Center | Commercial Non-CHP | NJ | 0.5 | 0.5 | 0.5 | Solar Photovoltaic | SUN | PV | 10 | 2009 | 10 | 2018 | (OP) Operating | Atlantic
56997 | Marina Energy LLC | Stockton Athletic Center | Commercial Non-CHP | NJ | 0.3 | 0.2 | 0.2 | Solar Photovoltaic | SUN | PV | 4 | 2009 | 4 | 2019 | (OP) Operating | Atlantic
56997 | Marina Energy LLC | Stockton Athletic Center | Commercial Non-CHP | NJ | 0.3 | 0.2 | 0.2 | Solar Photovoltaic | SUN | PV | 4 | 2009 | 4 | 2019 | (OP) Operating | Atlantic
56997 | Marina Energy LLC | Stockton Athletic Center | Commercial Non-CHP | NJ | 0.3 | 0.3 | 0.3 | Solar Photovoltaic | SUN | PV | 2 | 2009 | 2 | 2019 | (OP) Operating | Atlantic
56997 | Marina Energy LLC | L'Oreal Piscataway | Industrial Non-CHP | NJ | 1.3 | 1.1 | 1.1 | Solar Photovoltaic | SUN | PV | 12 | 2011 |  |  | (OP) Operating | Middlesex
56997 | Marina Energy LLC | Heller Industrial Parks | IPP Non-CHP | NJ | 2.7 | 2.7 | 2.7 | Solar Photovoltaic | SUN | PV | 12 | 2011 |  |  | (OP) Operating | Middlesex
57326 | NJ Oak Solar LLC | NJ Oak Solar Plant | IPP Non-CHP | NJ | 10 | 10 | 10 | Solar Photovoltaic | SUN | PV | 12 | 2011 |  |  | (OP) Operating | Cumberland
57328 | Shore Point Solar LLC | Shore Point Solar | IPP Non-CHP | NJ | 1 | 1 | 1 | Solar Photovoltaic | SUN | PV | 9 | 2011 |  |  | (OP) Operating | Monmouth
57389 | IKEA Property Inc | IKEA Westhampton 061 | Commercial Non-CHP | NJ | 1.8 | 1.8 | 1.8 | Solar Photovoltaic | SUN | PV | 2 | 2013 |  |  | (OP) Operating | Burlington
57311 | Constellation Solar Federal LLC | Constellation New Energy Inc | IPP Non-CHP | NJ | 3.9 | 3.9 | 3.9 | Solar Photovoltaic | SUN | PV | 12 | 2011 |  |  | (OP) Operating | Burlington
56990 | NJR Clean Energy Ventures Corporation | Reeves Station Rd East | IPP Non-CHP | NJ | 5.5 | 5.5 | 5.5 | Solar Photovoltaic | SUN | PV | 10 | 2012 |  |  | (OP) Operating | Burlington
57407 | Riverside Renewable Energy | Riverside Renewable Energy LLC | IPP Non-CHP | NJ | 7.5 | 7.5 | 7.5 | Solar Photovoltaic | SUN | PV | 11 | 2011 |  |  | (OP) Operating | Camden
57411 | KDC Solar O&M LLC | United Stationers Supply Solar Electric | Commercial Non-CHP | NJ | 2 | 2 | 2 | Solar Photovoltaic | SUN | PV | 12 | 2011 |  |  | (OP) Operating | Middlesex
57411 | KDC Solar O&M LLC | United Stationers Supply Solar Electric | Commercial Non-CHP | NJ | 0.8 | 0.8 | 0.8 | Solar Photovoltaic | SUN | PV | 12 | 2011 |  |  | (OP) Operating | Middlesex
57420 | Jordache Enterprises | Jordache Enterprises Solar | Commercial Non-CHP | NJ | 1.3 | 1.3 | 1.3 | Solar Photovoltaic | SUN | PV | 11 | 2011 |  |  | (OP) Operating | Middlesex
57446 | FRIT Solar Inc | Mercer Mall | IPP Non-CHP | NJ | 1.1 | 1.1 | 1.1 | Solar Photovoltaic | SUN | PV | 3 | 2012 |  |  | (OP) Operating | Mercer
57457 | Newark Energy Center, LLC | Newark Energy Center | IPP Non-CHP | NJ | 225 | 211.4 | 231.4 | Natural Gas Fired Combined Cycle | NG | CT | 9 | 2015 |  |  | (OP) Operating | Essex
57457 | Newark Energy Center, LLC | Newark Energy Center | IPP Non-CHP | NJ | 225 | 211.3 | 231.5 | Natural Gas Fired Combined Cycle | NG | CT | 9 | 2015 |  |  | (OP) Operating | Essex
57457 | Newark Energy Center, LLC | Newark Energy Center | IPP Non-CHP | NJ | 285 | 285.3 | 286.9 | Natural Gas Fired Combined Cycle | NG | CA | 9 | 2015 |  |  | (OP) Operating | Essex
57411 | KDC Solar O&M LLC | Middlesex Apple Orchard Solar | Commercial Non-CHP | NJ | 1.3 | 1.3 | 1.3 | Solar Photovoltaic | SUN | PV | 4 | 2013 |  |  | (OP) Operating | Middlesex
57411 | KDC Solar O&M LLC | Middlesex Apple Orchard Solar | Commercial Non-CHP | NJ | 3.4 | 3.4 | 3.4 | Solar Photovoltaic | SUN | PV | 4 | 2013 |  |  | (OP) Operating | Middlesex
57474 | Bed Bath & Beyond | BBB Corporate Headquarters | IPP Non-CHP | NJ | 1 | 1 | 1 | Solar Photovoltaic | SUN | PV | 6 | 2010 |  |  | (OP) Operating | Union
57474 | Bed Bath & Beyond | Christmas Tree Shops DC Burlington NJ | IPP Non-CHP | NJ | 2.1 | 2.1 | 2.1 | Solar Photovoltaic | SUN | PV | 1 | 2011 |  |  | (OP) Operating | Burlington
57474 | Bed Bath & Beyond | Harmon DC Totowa NJ | IPP Non-CHP | NJ | 1.5 | 1.5 | 1.5 | Solar Photovoltaic | SUN | PV | 1 | 2012 |  |  | (OP) Operating | Passaic
57474 | Bed Bath & Beyond | Bed Bath & Beyond DC Port Reading NJ | Commercial Non-CHP | NJ | 1.8 | 1.8 | 1.8 | Solar Photovoltaic | SUN | PV | 12 | 2011 |  |  | (OP) Operating | Middlesex
56990 | NJR Clean Energy Ventures Corporation | Wakefern Food Corp | IPP Non-CHP | NJ | 2 | 2 | 2 | Solar Photovoltaic | SUN | PV | 12 | 2012 |  |  | (OP) Operating | Middlesex
58137 | The College of New Jersey | College of New Jersey | Commercial CHP | NJ | 6.2 | 4.2 | 5.6 | Natural Gas Internal Combustion Engine | NG | IC | 7 | 1996 |  |  | (OP) Operating | Mercer
16864 | Seaside Heights Municipal Utility | Seaside Heights Power Plant | Electric Utility | NJ | 2 | 2 | 2 | Petroleum Liquids | DFO | IC | 9 | 2012 |  |  | (OP) Operating | Ocean
16864 | Seaside Heights Municipal Utility | Seaside Heights Power Plant | Electric Utility | NJ | 2 | 2 | 2 | Petroleum Liquids | DFO | IC | 9 | 2012 |  |  | (OP) Operating | Ocean
16864 | Seaside Heights Municipal Utility | Seaside Heights Power Plant | Electric Utility | NJ | 2 | 2 | 2 | Petroleum Liquids | DFO | IC | 9 | 2012 |  |  | (OP) Operating | Ocean
58164 | 180 Raritan Energy Solutions, LLC | 180 Raritan Solar | IPP Non-CHP | NJ | 1.9 | 1.9 | 1.9 | Solar Photovoltaic | SUN | PV | 6 | 2012 |  |  | (OP) Operating | Middlesex
58179 | Cinnamon Bay LLC | Cinnamon Bay Edgeboro Landfill | IPP Non-CHP | NJ | 9.6 | 9.1 | 9.1 | Landfill Gas | LFG | IC | 8 | 2011 |  |  | (OP) Operating | Middlesex
19856 | City of Vineland - (NJ) | Clayville | Electric Utility | NJ | 73 | 55 | 61 | Natural Gas Fired Combustion Turbine | NG | GT | 11 | 2015 |  |  | (OP) Operating | Cumberland
57411 | KDC Solar O&M LLC | The Lawrenceville School Solar Facility | IPP Non-CHP | NJ | 5.2 | 5.2 | 5.2 | Solar Photovoltaic | SUN | PV | 5 | 2012 |  |  | (OP) Operating | Mercer
57411 | KDC Solar O&M LLC | Amazon | Commercial Non-CHP | NJ | 4.2 | 4.2 | 4.2 | Solar Photovoltaic | SUN | PV | 12 | 2011 |  |  | (OP) Operating | Middlesex
57411 | KDC Solar O&M LLC | North Jersey Media Group Solar Facility | Commercial Non-CHP | NJ | 4.1 | 4.1 | 4.1 | Solar Photovoltaic | SUN | PV | 3 | 2013 |  |  | (OP) Operating | Morris
57411 | KDC Solar O&M LLC | Gerresheimer Glass Solar Facility | Commercial Non-CHP | NJ | 2.3 | 2.3 | 2.3 | Solar Photovoltaic | SUN | PV | 9 | 2012 |  |  | (OP) Operating | Cumberland
57411 | KDC Solar O&M LLC | Atlantic Coast Freezers Solar Facility | Commercial Non-CHP | NJ | 2.2 | 2.2 | 2.2 | Solar Photovoltaic | SUN | PV | 4 | 2012 |  |  | (OP) Operating | Cumberland
57411 | KDC Solar O&M LLC | Williams-Sonoma Solar Facility | Commercial Non-CHP | NJ | 3 | 3 | 3 | Solar Photovoltaic | SUN | PV | 12 | 2011 |  |  | (OP) Operating | Middlesex
58387 | Solar Star New Jersey VI LLC | Solar Star New Jersey NJ LLC | IPP Non-CHP | NJ | 1.5 | 1.5 | 1.5 | Solar Photovoltaic | SUN | PV | 2 | 2012 |  |  | (OP) Operating | Somerset
58469 | Tinton Falls Solar | Tinton Falls Solar Farm | IPP Non-CHP | NJ | 16 | 16 | 16 | Solar Photovoltaic | SUN | PV | 11 | 2012 |  |  | (OP) Operating | Monmouth
58485 | Rutgers, The State University of NJ | Livingston Solar Farm | Commercial Non-CHP | NJ | 1.2 | 1.2 | 1 | Solar Photovoltaic | SUN | PV | 5 | 2009 |  |  | (OP) Operating | Middlesex
58485 | Rutgers, The State University of NJ | Livingston Solar Canopies | Commercial Non-CHP | NJ | 6.6 | 6.4 | 3.2 | Solar Photovoltaic | SUN | PV | 1 | 2013 |  |  | (OP) Operating | Middlesex
60281 | Altus Power America Management, LLC | Cornerstone Power Vineland I LLC | IPP Non-CHP | NJ | 3.1 | 3.1 | 3.1 | Solar Photovoltaic | SUN | PV | 2 | 2012 |  |  | (OP) Operating | Cumberland
58495 | Syncarpha Alethea I, LLC | Alethea I | IPP Non-CHP | NJ | 2.8 | 2.8 | 2.8 | Solar Photovoltaic | SUN | PV | 11 | 2011 |  |  | (OP) Operating | Burlington
58489 | OCI Solar Power | Cornerstone Power Holmdel LLC | IPP Non-CHP | NJ | 3 | 3 | 3 | Solar Photovoltaic | SUN | PV | 5 | 2013 |  |  | (OP) Operating | Monmouth
56769 | Consolidated Edison Development Inc. | Frenchtown III Solar | IPP Non-CHP | NJ | 7.9 | 7.9 | 7.9 | Solar Photovoltaic | SUN | PV | 12 | 2013 |  |  | (OP) Operating | Hunterdon
60842 | Paradise Solar Urban Renewal, LLC | Paradise Solar Energy Center | IPP Non-CHP | NJ | 5 | 5 | 5 | Solar Photovoltaic | SUN | PV | 3 | 2011 |  |  | (OP) Operating | Gloucester
58542 | Trustees of Princeton University | Princeton University Cogeneration | Commercial CHP | NJ | 15.5 | 15.5 | 15.5 | Natural Gas Fired Combustion Turbine | NG | GT | 10 | 1996 |  |  | (OP) Operating | Mercer
58542 | Trustees of Princeton University | Princeton University Cogeneration | Commercial CHP | NJ | 4.5 | 4.5 | 4.5 | Solar Photovoltaic | SUN | PV | 10 | 2012 |  |  | (OP) Operating | Mercer
58590 | SEDC Jersey Gardens Owner LLC | Jersey Gardens Phase 1 | IPP Non-CHP | NJ | 1.7 | 1.7 | 1.7 | Solar Photovoltaic | SUN | PV | 12 | 2011 |  |  | (OP) Operating | Union
58591 | CF Jersey Gardens Owner Two LLC | Jersey Gardens Phase 2 | IPP Non-CHP | NJ | 2.3 | 2.3 | 2.3 | Solar Photovoltaic | SUN | PV | 2 | 2012 |  |  | (OP) Operating | Union
58682 | WR-TGC Solar Generation IV LLC | JMB Mcguire-Dix-Lakehurst Solar Project | IPP Non-CHP | NJ | 11.4 | 11.4 | 11.4 | Solar Photovoltaic | SUN | PV | 10 | 2013 |  |  | (OP) Operating | Burlington
58661 | Sustainable Power Group, LLC | AC Criminal Courts Complex SPE2, LLC | Commercial Non-CHP | NJ | 1.3 | 1.3 | 1.3 | Solar Photovoltaic | SUN | PV | 12 | 2012 |  |  | (OP) Operating | Atlantic
56997 | Marina Energy LLC | Millville City Sewer Auth WTP | Commercial Non-CHP | NJ | 0.8 | 0.8 | 0.8 | Solar Photovoltaic | SUN | PV | 3 | 2013 |  |  | (OP) Operating | Cumberland
56997 | Marina Energy LLC | Millville City Sewer Auth WTP | Commercial Non-CHP | NJ | 0.5 | 0.5 | 0.5 | Solar Photovoltaic | SUN | PV | 3 | 2013 |  |  | (OP) Operating | Cumberland
15477 | Public Service Elec & Gas Co | Kinsley Landfill Solar | Electric Utility | NJ | 8.6 | 8.6 | 8.6 | Solar Photovoltaic | SUN | PV | 1 | 2015 |  |  | (OP) Operating | Gloucester
58753 | Sunlight General Morris Solar LLC | County College of Morris | Commercial Non-CHP | NJ | 2.9 | 2.9 | 2.9 | Solar Photovoltaic | SUN | PV | 11 | 2013 |  |  | (OP) Operating | Morris
58754 | Sunlight General Mercer Solar LLC | Mercer County Community College | Commercial Non-CHP | NJ | 7.5 | 7.5 | 7.5 | Solar Photovoltaic | SUN | PV | 9 | 2013 |  |  | (OP) Operating | Mercer
58769 | Sunlight General Somerset Solar LLC | Patriots Stadium | Commercial Non-CHP | NJ | 1 | 1 | 1 | Solar Photovoltaic | SUN | PV | 9 | 2013 |  |  | (OP) Operating | Somerset
57124 | Nautilus Solar WPU LLC | Tioga Solar Morris County 1 LLC | Commercial Non-CHP | NJ | 1 | 1 | 1 | Solar Photovoltaic | SUN | PV | 2 | 2011 |  |  | (OP) Operating | Morris
2265 | Bristol-Myers Squibb Co | Bristol Myers Squibb Lawrenceville | IPP Non-CHP | NJ | 4.4 | 4 | 4.4 | Natural Gas Fired Combustion Turbine | NG | GT | 4 | 1995 |  |  | (OP) Operating | Mercer
58815 | KDC Solar RTC LLC | Delilah Road Landfill | IPP Non-CHP | NJ | 8.5 | 8.5 | 8.5 | Solar Photovoltaic | SUN | PV | 10 | 2016 |  |  | (OP) Operating | Atlantic
15477 | Public Service Elec & Gas Co | Parkland Landfill Solar | Electric Utility | NJ | 7.8 | 7.8 | 7.8 | Solar Photovoltaic | SUN | PV | 1 | 2015 |  |  | (OP) Operating | Burlington
57130 | Janssen Pharmaceutical Co | Rariton OMP | IPP Non-CHP | NJ | 2.4 | 2.4 | 2.1 | Solar Photovoltaic | SUN | PV | 4 | 2012 |  |  | (OP) Operating | Somerset
57130 | Janssen Pharmaceutical Co | Skillman | IPP Non-CHP | NJ | 2.7 | 2.7 | 2.5 | Solar Photovoltaic | SUN | PV | 3 | 2011 |  |  | (OP) Operating | Somerset
57130 | Janssen Pharmaceutical Co | Raritan ITS | IPP Non-CHP | NJ | 2 | 2 | 2 | Solar Photovoltaic | SUN | PV | 8 | 2010 |  |  | (OP) Operating | Somerset
56997 | Marina Energy LLC | Berry Plastics Solar | IPP Non-CHP | NJ | 10.1 | 9.8 | 9.8 | Solar Photovoltaic | SUN | PV | 12 | 2013 |  |  | (OP) Operating | Warren
58929 | Cape May County Municipal | Woodbine Landfill Plant | Commercial Non-CHP | NJ | 3.2 | 2.1 | 2.1 | Landfill Gas | LFG | IC | 10 | 2013 |  |  | (OP) Operating | Cape May
58977 | Bridgeport Disposal LLC | Bridgeport Disposal Solar Farm | Commercial Non-CHP | NJ | 1.2 | 1.2 | 1.2 | Solar Photovoltaic | SUN | PV | 4 | 2011 |  |  | (OP) Operating | Gloucester
56990 | NJR Clean Energy Ventures Corporation | Jacobstown | IPP Non-CHP | NJ | 5 | 5 | 5 | Solar Photovoltaic | SUN | PV | 9 | 2014 |  |  | (OP) Operating | Burlington
56990 | NJR Clean Energy Ventures Corporation | West Pemberton | IPP Non-CHP | NJ | 7 | 7 | 7 | Solar Photovoltaic | SUN | PV | 7 | 2014 |  |  | (OP) Operating | Burlington
59063 | Camden Solar Center, LLC | CCMUA | IPP Non-CHP | NJ | 1.5 | 1.5 | 1.5 | Solar Photovoltaic | SUN | PV | 6 | 2012 |  |  | (OP) Operating | Camden
56990 | NJR Clean Energy Ventures Corporation | Medford WWTP | IPP Non-CHP | NJ | 1.3 | 1.3 | 1.3 | Solar Photovoltaic | SUN | PV | 8 | 2013 |  |  | (OP) Operating | Burlington
56990 | NJR Clean Energy Ventures Corporation | Reeves South | IPP Non-CHP | NJ | 1 | 1 | 1 | Solar Photovoltaic | SUN | PV | 12 | 2013 |  |  | (OP) Operating | Burlington
59100 | Sunlight General Solar Fund II, LLC | Carrier Clinic | IPP Non-CHP | NJ | 1.5 | 1.5 | 1.5 | Solar Photovoltaic | SUN | PV | 10 | 2009 |  |  | (OP) Operating | Somerset
56990 | NJR Clean Energy Ventures Corporation | North Run | IPP Non-CHP | NJ | 5 | 5 | 5 | Solar Photovoltaic | SUN | PV | 1 | 2015 |  |  | (OP) Operating | Burlington
56990 | NJR Clean Energy Ventures Corporation | Rock Solid | IPP Non-CHP | NJ | 8 | 8 | 8 | Solar Photovoltaic | SUN | PV | 11 | 2014 |  |  | (OP) Operating | Monmouth
58258 | SunRay Power LLC | Plainfield One Solar LLC | IPP Non-CHP | NJ | 1.3 | 1.3 | 1.3 | Solar Photovoltaic | SUN | PV | 12 | 2011 |  |  | (OP) Operating | Somerset
58258 | SunRay Power LLC | 24 Applegate Solar LLC | IPP Non-CHP | NJ | 4.9 | 4.9 | 4.9 | Solar Photovoltaic | SUN | PV | 6 | 2014 |  |  | (OP) Operating | Mercer
58258 | SunRay Power LLC | G&S Wantage Solar LLC | IPP Non-CHP | NJ | 8.5 | 8.5 | 8.5 | Solar Photovoltaic | SUN | PV | 1 | 2014 |  |  | (OP) Operating | Sussex
58258 | SunRay Power LLC | Engelhard Solar LLC | IPP Non-CHP | NJ | 1.1 | 1.1 | 1.1 | Solar Photovoltaic | SUN | PV | 12 | 2012 |  |  | (OP) Operating | Middlesex
58258 | SunRay Power LLC | Lakewood Seven Solar LLC | IPP Non-CHP | NJ | 1 | 1 | 1 | Solar Photovoltaic | SUN | PV | 3 | 2012 |  |  | (OP) Operating | Ocean
58258 | SunRay Power LLC | 4 Applegate Solar LLC | IPP Non-CHP | NJ | 1.8 | 1.8 | 1.8 | Solar Photovoltaic | SUN | PV | 4 | 2012 |  |  | (OP) Operating | Mercer
58258 | SunRay Power LLC | 12 Applegate Solar LLC | IPP Non-CHP | NJ | 1.9 | 1.9 | 1.9 | Solar Photovoltaic | SUN | PV | 4 | 2012 |  |  | (OP) Operating | Mercer
59214 | RE Cranbury Solar 1, LLC | Cranbury | IPP Non-CHP | NJ | 5 | 5 | 5 | Solar Photovoltaic | SUN | PV | 12 | 2011 |  |  | (OP) Operating | Middlesex
59287 | Laurel Capital Partners | Parlin Solar LLC | IPP Non-CHP | NJ | 1.3 | 1.3 | 1.3 | Solar Photovoltaic | SUN | PV | 10 | 2012 |  |  | (OP) Operating | Middlesex
15477 | Public Service Elec & Gas Co | L&D Landfill Solar | Electric Utility | NJ | 10 | 10 | 10 | Solar Photovoltaic | SUN | PV | 12 | 2015 |  |  | (OP) Operating | Burlington
56990 | NJR Clean Energy Ventures Corporation | Harmony | IPP Non-CHP | NJ | 3 | 3 | 3 | Solar Photovoltaic | SUN | PV | 6 | 2015 |  |  | (OP) Operating | Warren
56990 | NJR Clean Energy Ventures Corporation | Hanover | IPP Non-CHP | NJ | 5 | 5 | 5 | Solar Photovoltaic | SUN | PV | 9 | 2015 |  |  | (OP) Operating | Burlington
57411 | KDC Solar O&M LLC | CentraState Medical Center PV Facility | Commercial Non-CHP | NJ | 5.2 | 5.2 | 5.2 | Solar Photovoltaic | SUN | PV | 10 | 2014 |  |  | (OP) Operating | Monmouth
57411 | KDC Solar O&M LLC | Imclone Solar Electric Facility | Commercial Non-CHP | NJ | 8 | 8 | 8 | Solar Photovoltaic | SUN | PV | 5 | 2014 |  |  | (OP) Operating | Somerset
59518 | Wilzig Associates, LLC | Wilzig Associates, LLC | Commercial Non-CHP | NJ | 1.2 | 1.2 | 1.2 | Solar Photovoltaic | SUN | PV | 1 | 2013 |  |  | (OP) Operating | Bergen
59568 | United Water, Inc. | Bayonne MUA- Leitner-Poma Wind Turbine | IPP Non-CHP | NJ | 1.5 | 0.1 | 0.3 | Onshore Wind Turbine | WND | WT | 7 | 2012 |  |  | (OP) Operating | Hudson
59614 | Munich Reinsurance America, Inc | Munich Re Plaza | Commercial Non-CHP | NJ | 1.6 | 1.6 | 1.6 | Solar Photovoltaic | SUN | PV | 7 | 2012 |  |  | (OP) Operating | Middlesex
59614 | Munich Reinsurance America, Inc | Munich Re Plaza | Commercial Non-CHP | NJ | 0.8 | 0.8 | 0.8 | Solar Photovoltaic | SUN | PV | 10 | 2012 |  |  | (OP) Operating | Middlesex
60947 | Tesla Inc. | Jackson Board of Education-Liberty HS | IPP Non-CHP | NJ | 1.2 | 1.2 | 1.2 | Solar Photovoltaic | SUN | PV | 7 | 2016 |  |  | (OP) Operating | Ocean
57365 | Consolidated Edison Solutions Inc | CES Cherry Hill Solar | IPP Non-CHP | NJ | 1.2 | 1.2 | 1.2 | Solar Photovoltaic | SUN | PV | 2 | 2016 |  |  | (OP) Operating | Camden
60947 | Tesla Inc. | BJ's Wholesale Club Inc Dist Center | IPP Non-CHP | NJ | 1.4 | 1.4 | 1.4 | Solar Photovoltaic | SUN | PV | 10 | 2016 |  |  | (OP) Operating | Burlington
56990 | NJR Clean Energy Ventures Corporation | Junction Road | IPP Non-CHP | NJ | 4.4 | 4.7 | 4.7 | Solar Photovoltaic | SUN | PV | 5 | 2016 |  |  | (OP) Operating | Hunterdon
56990 | NJR Clean Energy Ventures Corporation | Cedar Branch | IPP Non-CHP | NJ | 5.9 | 6.2 | 6.2 | Solar Photovoltaic | SUN | PV | 10 | 2016 |  |  | (OP) Operating | Atlantic
56990 | NJR Clean Energy Ventures Corporation | Sharon Station | IPP Non-CHP | NJ | 2.7 | 2.8 | 2.8 | Solar Photovoltaic | SUN | PV | 5 | 2016 |  |  | (OP) Operating | Monmouth
56990 | NJR Clean Energy Ventures Corporation | East Amwell | IPP Non-CHP | NJ | 1.8 | 1.9 | 1.9 | Solar Photovoltaic | SUN | PV | 5 | 2016 |  |  | (OP) Operating | Hunterdon
60164 | ILR Landfill | ILR Landfill | IPP Non-CHP | NJ | 7.7 | 7.7 | 7.7 | Solar Photovoltaic | SUN | PV | 12 | 2016 |  |  | (OP) Operating | Middlesex
57044 | Constellation Solar New Jersey, LLC | NHA at Mansfield NJ | IPP Non-CHP | NJ | 5 | 5 | 5 | Solar Photovoltaic | SUN | PV | 7 | 2016 |  |  | (OP) Operating | Warren
56990 | NJR Clean Energy Ventures Corporation | Bernards Solar | IPP Non-CHP | NJ | 3.7 | 2.6 | 2.6 | Solar Photovoltaic | SUN | PV | 9 | 2016 |  |  | (OP) Operating | Somerset
60267 | Hartz Solar Hamilton LLC | Hamilton Solar-Crosswicks | IPP Non-CHP | NJ | 3.5 | 3.5 | 3.5 | Solar Photovoltaic | SUN | PV | 12 | 2011 |  |  | (OP) Operating | Mercer
60267 | Hartz Solar Hamilton LLC | Hamilton Solar-Crosswicks | IPP Non-CHP | NJ | 4 | 4 | 4 | Solar Photovoltaic | SUN | PV | 12 | 2011 |  |  | (OP) Operating | Mercer
60268 | Hartz Solar LLC | Jefferson Avenue | Commercial Non-CHP | NJ | 1.7 | 1.7 | 1.1 | Solar Photovoltaic | SUN | PV | 12 | 2009 |  |  | (OP) Operating | Hudson
60268 | Hartz Solar LLC | Westside Avenue | Commercial Non-CHP | NJ | 1 | 0.9 | 0.6 | Solar Photovoltaic | SUN | PV | 3 | 2011 |  |  | (OP) Operating | Hudson
60268 | Hartz Solar LLC | Hartz Way | Commercial Non-CHP | NJ | 1 | 0.9 | 0.6 | Solar Photovoltaic | SUN | PV | 12 | 2010 |  |  | (OP) Operating | Hudson
56997 | Marina Energy LLC | IFF Hazlet Ground | IPP Non-CHP | NJ | 3 | 3 | 3 | Solar Photovoltaic | SUN | PV | 12 | 2014 |  |  | (OP) Operating | Monmouth
56997 | Marina Energy LLC | East Orange Solar | IPP Non-CHP | NJ | 4.5 | 4.5 | 4.5 | Solar Photovoltaic | SUN | PV | 3 | 2015 |  |  | (OP) Operating | Essex
56997 | Marina Energy LLC | Howell Solar | IPP Non-CHP | NJ | 7 | 7 | 7 | Solar Photovoltaic | SUN | PV | 3 | 2016 |  |  | (OP) Operating | Monmouth
56997 | Marina Energy LLC | Raritan Solar | IPP Non-CHP | NJ | 7.5 | 7.5 | 7.5 | Solar Photovoltaic | SUN | PV | 4 | 2016 |  |  | (OP) Operating | Hunterdon
56997 | Marina Energy LLC | Frankford Solar | IPP Non-CHP | NJ | 8.2 | 8.2 | 8.2 | Solar Photovoltaic | SUN | PV | 4 | 2012 |  |  | (OP) Operating | Sussex
56997 | Marina Energy LLC | Brickyard Solar | IPP Non-CHP | NJ | 1.5 | 1.5 | 1.5 | Solar Photovoltaic | SUN | PV | 6 | 2015 |  |  | (OP) Operating | Monmouth
56997 | Marina Energy LLC | Bordentown Solar | IPP Non-CHP | NJ | 6.8 | 6.8 | 6.8 | Solar Photovoltaic | SUN | PV | 12 | 2015 |  |  | (OP) Operating | Burlington
56997 | Marina Energy LLC | DSM Solar | IPP Non-CHP | NJ | 4.5 | 4.5 | 4.5 | Solar Photovoltaic | SUN | PV | 12 | 2014 |  |  | (OP) Operating | Warren
56997 | Marina Energy LLC | Pittsgrove Solar | IPP Non-CHP | NJ | 2 | 2 | 2 | Solar Photovoltaic | SUN | PV | 5 | 2014 |  |  | (OP) Operating | Salem
60447 | KDC Solar GRQ LLC | Silvi Gibraltar Rock | IPP Non-CHP | NJ | 2.5 | 3 | 2.5 | Solar Photovoltaic | SUN | PV | 10 | 2016 |  |  | (OP) Operating | Somerset
60446 | KDC Solar Bergen 1 | Seabrook Village | IPP Non-CHP | NJ | 3.1 | 3.1 | 3.1 | Solar Photovoltaic | SUN | PV | 9 | 2016 |  |  | (OP) Operating | Monmouth
56997 | Marina Energy LLC | Gloucester Community College Solar | IPP Non-CHP | NJ | 2.3 | 2.3 | 2.3 | Solar Photovoltaic | SUN | PV | 3 | 2014 |  |  | (OP) Operating | Gloucester
60281 | Altus Power America Management, LLC | Spartan | IPP Non-CHP | NJ | 8.3 | 8.3 | 8.3 | Solar Photovoltaic | SUN | PV | 3 | 2017 |  |  | (OP) Operating | Burlington
56997 | Marina Energy LLC | Freeze Solar | IPP Non-CHP | NJ | 1.5 | 1.5 | 1.5 | Solar Photovoltaic | SUN | PV | 12 | 2013 |  |  | (OP) Operating | Middlesex
60449 | KDC Solar PFI LLC | Pfizer Peapack Solar | IPP Non-CHP | NJ | 6.2 | 6.2 | 6.2 | Solar Photovoltaic | SUN | PV | 10 | 2016 |  |  | (OP) Operating | Somerset
56997 | Marina Energy LLC | Holland Solar | IPP Non-CHP | NJ | 3 | 3 | 3 | Solar Photovoltaic | SUN | PV | 12 | 2015 |  |  | (OP) Operating | Hunterdon
56997 | Marina Energy LLC | L'Oreal Franklin | IPP Non-CHP | NJ | 1 | 1.2 | 1.2 | Solar Photovoltaic | SUN | PV | 3 | 2012 |  |  | (OP) Operating | Somerset
56997 | Marina Energy LLC | L'Oreal Monmouth | IPP Non-CHP | NJ | 2 | 2 | 2 | Solar Photovoltaic | SUN | PV | 2 | 2013 |  |  | (OP) Operating | Monmouth
56997 | Marina Energy LLC | Lower Cape May HS | IPP Non-CHP | NJ | 1.5 | 1.5 | 1.5 | Solar Photovoltaic | SUN | PV | 12 | 2012 |  |  | (OP) Operating | Cape May
56997 | Marina Energy LLC | Timber Creek HS | IPP Non-CHP | NJ | 1.3 | 1.3 | 1.3 | Solar Photovoltaic | SUN | PV | 12 | 2013 |  |  | (OP) Operating | Camden
56997 | Marina Energy LLC | Adams Ave MS and HS | IPP Non-CHP | NJ | 1.8 | 1.5 | 1.5 | Solar Photovoltaic | SUN | PV | 3 | 2012 |  |  | (OP) Operating | Atlantic
56997 | Marina Energy LLC | Adams Ave MS and HS | IPP Non-CHP | NJ | 1.3 | 1.5 | 1.5 | Solar Photovoltaic | SUN | PV | 7 | 2011 |  |  | (OP) Operating | Atlantic
60462 | Community Foodbank of NJ | Community Foodbank of NJ | IPP Non-CHP | NJ | 1.1 | 1.1 | 1.1 | Solar Photovoltaic | SUN | PV | 8 | 2012 |  |  | (OP) Operating | Union
60467 | Royal Wine Corp | Royal Wine Corp Solar Power Plant | Industrial Non-CHP | NJ | 1 | 1 | 1 | Solar Photovoltaic | SUN | PV | 12 | 2011 |  |  | (OP) Operating | Hudson
56997 | Marina Energy LLC | ACCC Mays Landing | IPP Non-CHP | NJ | 1.4 | 1.4 | 1.4 | Solar Photovoltaic | SUN | PV | 11 | 2013 |  |  | (OP) Operating | Atlantic
60960 | Deutsche Bank | Deutsche Bank- Piscataway Solar | IPP Non-CHP | NJ | 1 | 1 | 0.8 | Solar Photovoltaic | SUN | PV | 3 | 2011 |  |  | (OP) Operating | Middlesex
60961 | Gemini Technologies Services, Inc. | Gemini Technologies Services, Inc. Solar | IPP Non-CHP | NJ | 1.3 | 1.2 | 0.2 | Solar Photovoltaic | SUN | PV | 7 | 2013 |  |  | (OP) Operating | Morris
60483 | Shotco Energy, LLC | Beaver Run | IPP Non-CHP | NJ | 7.4 | 7.4 | 7.4 | Solar Photovoltaic | SUN | PV | 9 | 2015 |  |  | (OP) Operating | Sussex
60268 | Hartz Solar LLC | North Bergen Solar | IPP Non-CHP | NJ | 1.6 | 1.7 | 1.1 | Solar Photovoltaic | SUN | PV | 10 | 2016 |  |  | (OP) Operating | Hudson
58677 | CD US Solar MT1 LLC | US Foods Solar | IPP Non-CHP | NJ | 6 | 3 | 1 | Solar Photovoltaic | SUN | PV | 8 | 2012 |  |  | (OP) Operating | Middlesex
60955 | Summit Water Nexus, Mount Holly, LLC | Summit Water Nexus Mt. Holly, LLC Solar | IPP Non-CHP | NJ | 1 | 1 | 0.3 | Solar Photovoltaic | SUN | PV | 5 | 2013 |  |  | (OP) Operating | Burlington
61023 | Sabert Corporation | Sabert Solar | IPP Non-CHP | NJ | 1.8 | 0.8 | 0.3 | Solar Photovoltaic | SUN | PV | 10 | 2011 |  |  | (OP) Operating | Middlesex
60993 | Goya Foods Inc. | Goya Foods, Inc- Jersey City Solar | IPP Non-CHP | NJ | 2.5 | 2.5 | 2.5 | Solar Photovoltaic | SUN | PV | 7 | 2015 |  |  | (OP) Operating | Hudson
60993 | Goya Foods Inc. | Goya Foods, Inc- Secaucus Solar | IPP Non-CHP | NJ | 1.6 | 1.6 | 1.6 | Solar Photovoltaic | SUN | PV | 3 | 2016 |  |  | (OP) Operating | Hudson
60989 | Prudential Insurance Company of America (NJ) | Prudential 55 Livingston Roseland Solar | IPP Non-CHP | NJ | 1.2 | 1.2 | 1.2 | Solar Photovoltaic | SUN | PV | 1 | 2013 |  |  | (OP) Operating | Essex
60989 | Prudential Insurance Company of America (NJ) | Prudential 80 Livingston Roseland Solar | IPP Non-CHP | NJ | 1.7 | 1.7 | 1.7 | Solar Photovoltaic | SUN | PV | 12 | 2013 |  |  | (OP) Operating | Essex
16380 | RTC Properties Inc | River Terminal Development Solar | Commercial Non-CHP | NJ | 0.5 | 0.5 | 0.5 | Solar Photovoltaic | SUN | PV | 6 | 2006 |  |  | (OP) Operating | Hudson
16380 | RTC Properties Inc | River Terminal Development Solar | Commercial Non-CHP | NJ | 0.6 | 0.6 | 0.6 | Solar Photovoltaic | SUN | PV | 12 | 2009 |  |  | (OP) Operating | Hudson
16380 | RTC Properties Inc | River Terminal Development Solar | Commercial Non-CHP | NJ | 0.2 | 0.2 | 0.2 | Solar Photovoltaic | SUN | PV | 5 | 2011 |  |  | (OP) Operating | Hudson
16380 | RTC Properties Inc | River Terminal Development Solar | Commercial Non-CHP | NJ | 1 | 1 | 1 | Solar Photovoltaic | SUN | PV | 9 | 2011 |  |  | (OP) Operating | Hudson
16380 | RTC Properties Inc | River Terminal Development Solar | Commercial Non-CHP | NJ | 0.4 | 0.4 | 0.4 | Solar Photovoltaic | SUN | PV | 10 | 2016 |  |  | (OP) Operating | Hudson
60516 | NES Rutgers LLC | NES Rutgers Solar | Industrial Non-CHP | NJ | 1 | 1 | 1 | Solar Photovoltaic | SUN | PV | 10 | 2012 |  |  | (OP) Operating | Ocean
2265 | Bristol-Myers Squibb Co | Hopewell Cogeneration NJ | Commercial CHP | NJ | 2 | 2 | 2 | Natural Gas Internal Combustion Engine | NG | IC | 8 | 2015 |  |  | (OP) Operating | Mercer
2265 | Bristol-Myers Squibb Co | Hopewell Cogeneration NJ | Commercial CHP | NJ | 2 | 2 | 2 | Natural Gas Internal Combustion Engine | NG | IC | 8 | 2015 |  |  | (OP) Operating | Mercer
60612 | Florence Solar W3-080, LLC | Florence Solar W3-080, LLC | IPP Non-CHP | NJ | 7.9 | 7.9 | 7.9 | Solar Photovoltaic | SUN | PV | 12 | 2016 |  |  | (OP) Operating | Burlington
60640 | Brick Standard, LLC | French's Landfill PV | Commercial Non-CHP | NJ | 6.1 | 5 | 5 | Solar Photovoltaic | SUN | PV | 10 | 2014 |  |  | (OP) Operating | Ocean
56990 | NJR Clean Energy Ventures Corporation | Pemberton Road I | IPP Non-CHP | NJ | 9.9 | 9.9 | 9.9 | Solar Photovoltaic | SUN | PV | 6 | 2017 |  |  | (OP) Operating | Burlington
56990 | NJR Clean Energy Ventures Corporation | Pemberton Road II | IPP Non-CHP | NJ | 9.9 | 9.9 | 9.9 | Solar Photovoltaic | SUN | PV | 6 | 2017 |  |  | (OP) Operating | Burlington
60752 | RB Manufacturing LLC | RB Manufacturing LLC Belle Mead NJ | Industrial Non-CHP | NJ | 1.5 | 1.5 | 0.9 | Solar Photovoltaic | SUN | PV | 6 | 2016 |  |  | (OP) Operating | Somerset
60857 | 350 Clark Solar NG, LLC | 350 Clark Solar, NG, LLC | IPP Non-CHP | NJ | 1.8 | 1.8 | 0.6 | Solar Photovoltaic | SUN | PV | 4 | 2011 |  |  | (OP) Operating | Morris
60864 | Glopak Corporation | Glopak Solar PV Power Plant | Industrial Non-CHP | NJ | 0.5 | 0.5 | 0.5 | Solar Photovoltaic | SUN | PV | 8 | 2011 |  |  | (OP) Operating | Middlesex
60864 | Glopak Corporation | Glopak Solar PV Power Plant | Industrial Non-CHP | NJ | 0.5 | 0.5 | 0.5 | Solar Photovoltaic | SUN | PV | 6 | 2012 |  |  | (OP) Operating | Middlesex
56990 | NJR Clean Energy Ventures Corporation | Princeton Solar Project | IPP Non-CHP | NJ | 2.5 | 2.5 | 2.5 | Solar Photovoltaic | SUN | PV | 9 | 2017 |  |  | (OP) Operating | Mercer
60994 | IGS Solar I, LLC | IGS Solar I - EWR5 | IPP Non-CHP | NJ | 1.9 | 1.9 | 1.3 | Solar Photovoltaic | SUN | PV | 11 | 2016 |  |  | (OP) Operating | Middlesex
60994 | IGS Solar I, LLC | IGS Solar I - EWR6 | IPP Non-CHP | NJ | 1.9 | 1.9 | 1.1 | Solar Photovoltaic | SUN | PV | 11 | 2016 |  |  | (OP) Operating | Middlesex
61077 | IGS ORIX Solar I, LLC | IOS - ERW9 | IPP Non-CHP | NJ | 5.3 | 5.3 | 3.4 | Solar Photovoltaic | SUN | PV | 8 | 2017 |  |  | (OP) Operating | Middlesex
61091 | Hopewell Valley High School | Hopewell Valley High School | Electric Utility | NJ | 1 | 1 | 1 | Batteries | MWH | BA | 12 | 2015 |  |  | (OP) Operating | Mercer
61091 | Hopewell Valley High School | Hopewell Valley High School | Electric Utility | NJ | 0.9 | 0.9 | 0.9 | Solar Photovoltaic | SUN | PV | 12 | 2015 |  |  | (OP) Operating | Mercer
61111 | DG New Jersey Solar, LLC | DG New Jersey Solar RLS Logistics | IPP Non-CHP | NJ | 4 | 4 | 4 | Solar Photovoltaic | SUN | PV | 1 | 2018 |  |  | (OP) Operating | Gloucester
61113 | DG Camden, LLC | DG Camden LLC Holtec | IPP Non-CHP | NJ | 2.2 | 2.2 | 2.2 | Solar Photovoltaic | SUN | PV | 12 | 2017 |  |  | (OP) Operating | Camden
61227 | Nautilus Solar Solutions | William G Mennen Sports Solar | IPP Non-CHP | NJ | 1.3 | 1.3 | 1 | Solar Photovoltaic | SUN | PV | 2 | 2011 |  |  | (OP) Operating | Morris
61440 | Princeton Energy Center LLC | Princeton Energy Center, LLC | Commercial CHP | NJ | 4.6 | 4.4 | 4.4 | Natural Gas Fired Combustion Turbine | NG | GT | 10 | 2012 |  |  | (OP) Operating | Middlesex
15478 | PSEG Nuclear LLC | PSEG Salem Generating Station | IPP Non-CHP | NJ | 41.8 | 38.4 | 38.4 | Petroleum Liquids | DFO | GT | 6 | 1971 |  |  | (SB) Standby/Backup: available for service but not normally used | Salem
56606 | Calpine New Jersey Generation LLC | Mickleton Station | IPP Non-CHP | NJ | 71.2 | 64.9 | 78 | Natural Gas Fired Combustion Turbine | NG | GT | 6 | 1974 |  |  | (SB) Standby/Backup: available for service but not normally used | Gloucester
60789 | Nautilus Power LLC | NAEA Lakewood LLC | IPP Non-CHP | NJ | 77.9 | 77.2 | 84.9 | Natural Gas Fired Combined Cycle | NG | CT | 4 | 1994 |  |  | (SB) Standby/Backup: available for service but not normally used | Ocean
60789 | Nautilus Power LLC | NAEA Lakewood LLC | IPP Non-CHP | NJ | 77.9 | 76.2 | 83.9 | Natural Gas Fired Combined Cycle | NG | CT | 4 | 1994 |  |  | (SB) Standby/Backup: available for service but not normally used | Ocean
60789 | Nautilus Power LLC | NAEA Lakewood LLC | IPP Non-CHP | NJ | 81 | 79.7 | 82.2 | Natural Gas Fired Combined Cycle | NG | CA | 4 | 1994 |  |  | (SB) Standby/Backup: available for service but not normally used | Ocean
8927 | Hunterdon Cogeneration LP | Hunterdon Cogen Facility | Commercial CHP | NJ | 4.1 | 4.1 | 4.1 | Natural Gas Fired Combustion Turbine | NG | GT | 11 | 1993 |  |  | (SB) Standby/Backup: available for service but not normally used | Hunterdon
2265 | Bristol-Myers Squibb Co | Bristol Myers Squibb New Brunswick | Industrial CHP | NJ | 1 | 0.6 | 1 | Natural Gas Steam Turbine | NG | ST | 8 | 1999 |  |  | (SB) Standby/Backup: available for service but not normally used | Middlesex
2265 | Bristol-Myers Squibb Co | Bristol Myers Squibb Lawrenceville | IPP Non-CHP | NJ | 1.2 | 0.9 | 0.9 | Petroleum Liquids | DFO | IC | 1 | 1991 |  |  | (SB) Standby/Backup: available for service but not normally used | Mercer

## Planned
Inventory of Planned Generators as of April 2018
Entity ID | Entity Name | Plant ID | Plant Name | Sector | Plant State | Generator ID | Unit Code | Nameplate Capacity (MW) | Net Summer Capacity (MW) | Net Winter Capacity (MW) | Technology | Energy Source Code | Prime Mover Code | Planned Operation Month | Planned Operation Year | Status | County | Latitude | Longitude | Google Map | Bing Map | Balancing Authority Code
56927 | Wallingford Energy LLC | 55517 | Wallingford Energy | IPP Non-CHP | CT | CTG6 |  | 50 | 45 | 50 | Natural Gas Fired Combustion Turbine | NG | GT | 5 | 2018 | (TS) Construction complete, but not yet in commercial operation | New Haven | 41.4487 | -72.8354 | Map | Map | ISNE
56927 | Wallingford Energy LLC | 55517 | Wallingford Energy | IPP Non-CHP | CT | CTG7 |  | 50 | 45 | 50 | Natural Gas Fired Combustion Turbine | NG | GT | 5 | 2018 | (TS) Construction complete, but not yet in commercial operation | New Haven | 41.4487 | -72.8354 | Map | Map | ISNE
19002 | CPV Towantic, LLC | 56047 | CPV Towantic Energy Center | IPP Non-CHP | CT | CTG1 |  | 280.5 | 233.6 | 270.7 | Natural Gas Fired Combined Cycle | NG | CT | 5 | 2018 | (V) Under construction, more than 50 percent complete | New Haven | 41.4812 | -73.1231 | Map | Map | ISNE
19002 | CPV Towantic, LLC | 56047 | CPV Towantic Energy Center | IPP Non-CHP | CT | CTG2 |  | 280.5 | 233.6 | 270.7 | Natural Gas Fired Combined Cycle | NG | CT | 5 | 2018 | (V) Under construction, more than 50 percent complete | New Haven | 41.4812 | -73.1231 | Map | Map | ISNE
19002 | CPV Towantic, LLC | 56047 | CPV Towantic Energy Center | IPP Non-CHP | CT | STG |  | 280.5 | 277.8 | 280.5 | Natural Gas Fired Combined Cycle | NG | CA | 5 | 2018 | (V) Under construction, more than 50 percent complete | New Haven | 41.4812 | -73.1231 | Map | Map | ISNE
61366 | Woods Hill Solar, LLC | 61736 | Woods Hill Solar | IPP Non-CHP | CT | PV1 |  | 20 | 20 | 20 | Solar Photovoltaic | SUN | PV | 5 | 2018 | (U) Under construction, less than or equal to 50 percent complete | Windham | 41.8318 | -71.9199 | Map | Map | ISNE
61410 | Broad Street Fuel Cell, LLC | 61786 | Trinity College Fuel Cell | IPP Non-CHP | CT | MB-22 |  | 1.4 | 1.4 | 1.4 | Other Natural Gas | NG | FC | 6 | 2018 | (U) Under construction, less than or equal to 50 percent complete | Hartford | 41.7463 | -72.6894 | Map | Map | IS
60403 | TRS Fuel Cell, LLC | 60683 | TRS Fuel Cell | IPP CHP | CT | MMH1 |  | 3.7 | 3.7 | 3.7 | Other Natural Gas | NG | FC | 8 | 2018 | (TS) Construction complete, but not yet in commercial operation | Fairfield | 41.3907 | -73.4354 | Map | Map | ISNE
59731 | Windham Solar LLC | 59991 | Lebanon Solar 1 | IPP Non-CHP | CT | LEB1 |  | 2 | 2 | 2 | Solar Photovoltaic | SUN | PV | 12 | 2018 | (V) Under construction, more than 50 percent complete | New London | 41.6546 | -72.1621 | Map | Map | ISNE
59731 | Windham Solar LLC | 59992 | Lebanon Solar 2 | IPP Non-CHP | CT | LEB2 |  | 2 | 2 | 2 | Solar Photovoltaic | SUN | PV | 12 | 2018 | (V) Under construction, more than 50 percent complete | New London | 41.654 | -72.1602 | Map | Map | ISNE
60195 | Groton Station Fuel Cell, LLC | 61743 | Naval Sub Base New London Fuel Cell | IPP Non-CHP | CT | MMH2 |  | 3.7 | 3.7 | 3.7 | Other Natural Gas | NG | FC | 4 | 2019 | (P) Planned for installation, but regulatory approvals not initiated | New London | 41.4 | -72.0855 | Map | Map | ISNE
60195 | Groton Station Fuel Cell, LLC | 61743 | Naval Sub Base New London Fuel Cell | IPP Non-CHP | CT | MMH3 |  | 3.7 | 3.7 | 3.7 | Other Natural Gas | NG | FC | 5 | 2019 | (P) Planned for installation, but regulatory approvals not initiated | New London | 41.4 | -72.0855 | Map | Map | ISNE
15452 | PSEG Power Connecticut LLC | 568 | Bridgeport Station | IPP Non-CHP | CT | 501 | CC1 | 375.7 | 375.7 | 375.7 | Natural Gas Fired Combined Cycle | NG | CT | 6 | 2019 | (V) Under construction, more than 50 percent complete | Fairfield | 41.1706 | -73.1844 | Map | Map | ISNE
15452 | PSEG Power Connecticut LLC | 568 | Bridgeport Station | IPP Non-CHP | CT | 502 | CC1 | 200.6 | 200.6 | 200.6 | Natural Gas Fired Combined Cycle | NG | CA | 6 | 2019 | (V) Under construction, more than 50 percent complete | Fairfield | 41.1706 | -73.1844 | Map | Map | ISNE
61118 | Ameresco, Inc - Candlewood | 61517 | Candlewood Solar | IPP Non-CHP | CT | CANDL |  | 25 | 25 | 25 | Solar Photovoltaic | SUN | PV | 12 | 2019 | (P) Planned for installation, but regulatory approvals not initiated | Litchfield | 41.5725 | -73.4539 | Map | Map | IS
60836 | NTE Connecticut, LLC | 61239 | Killingly Energy Center | IPP Non-CHP | CT | KEC |  | 406 | 338.9 | 381.1 | Natural Gas Fired Combined Cycle | NG | CT | 6 | 2021 | (P) Planned for installation, but regulatory approvals not initiated | Windham | 41.8637 | -71.9168 | Map | Map | ISNE
60836 | NTE Connecticut, LLC | 61239 | Killingly Energy Center | IPP Non-CHP | CT | KEC2 |  | 297.5 | 249.4 | 264.2 | Natural Gas Fired Combined Cycle | NG | CA | 6 | 2021 | (L) Regulatory approvals pending. Not under construction | Windham | 41.8637 | -71.9168 | Map | Map | ISNE
60370 | DG AMP Solar, LLC | 61800 | DG AMP Solar Smyrna | IPP Non-CHP | DE | AMPSM |  | 1.2 | 1.2 | 1.2 | Solar Photovoltaic | SUN | PV | 6 | 2018 | (T) Regulatory approvals received. Not under construction | Kent | 39.2797 | -75.6224 | Map | Map | PJM
59550 | Croda Inc. | 59783 | Croda Atlas Point CHP | Industrial CHP | DE | 91199 |  | 2 | 2 | 2 | Landfill Gas | LFG | IC | 6 | 2019 | (P) Planned for installation, but regulatory approvals not initiated | New Castle | 39.6933 | -75.5431 | Map | Map | PJM
59928 | Footprint Salem Harbor Development LP | 60903 | Salem Harbor Station NGCC | IPP Non-CHP | MA | 1 | 0001 | 158.4 | 147.5 | 105.9 | Natural Gas Fired Combined Cycle | NG | CA | 5 | 2018 | (TS) Construction complete, but not yet in commercial operation | Essex | 42.5255 | -70.8782 | Map | Map
59928 | Footprint Salem Harbor Development LP | 60903 | Salem Harbor Station NGCC | IPP Non-CHP | MA | 2 | 0002 | 158.4 | 147.5 | 105.9 | Natural Gas Fired Combined Cycle | NG | CA | 5 | 2018 | (TS) Construction complete, but not yet in commercial operation | Essex | 42.5255 | -70.8782 | Map | Map
59928 | Footprint Salem Harbor Development LP | 60903 | Salem Harbor Station NGCC | IPP Non-CHP | MA | 3 | 0001 | 240.7 | 217.5 | 237.9 | Natural Gas Fired Combined Cycle | NG | CT | 5 | 2018 | (TS) Construction complete, but not yet in commercial operation | Essex | 42.5255 | -70.8782 | Map | Map
59928 | Footprint Salem Harbor Development LP | 60903 | Salem Harbor Station NGCC | IPP Non-CHP | MA | 4 | 0002 | 240.7 | 217.5 | 237.9 | Natural Gas Fired Combined Cycle | NG | CT | 5 | 2018 | (TS) Construction complete, but not yet in commercial operation | Essex | 42.5255 | -70.8782 | Map | Map
60655 | Bullock Road Solar 1, LLC | 61010 | Bullock Road Solar 1 | IPP Non-CHP | MA | BULLO |  | 3.9 | 3.9 | 3.9 | Solar Photovoltaic | SUN | PV | 5 | 2018 | (TS) Construction complete, but not yet in commercial operation | Bristol | 41.7289 | -70.9904 | Map | Map | ISNE
60653 | Stafford St Solar 2, LLC | 61017 | Stafford St Solar 2 | IPP Non-CHP | MA | STAF2 |  | 2 | 2 | 2 | Solar Photovoltaic | SUN | PV | 5 | 2018 | (TS) Construction complete, but not yet in commercial operation | Worcester | 42.224 | -71.8706 | Map | Map | ISNE
60471 | Mt. Tom Solar, LLC | 60906 | Mt. Tom Solar Project | IPP Non-CHP | MA | BA1 |  | 3.1 | 3.1 | 3.1 | Batteries | MWH | BA | 6 | 2018 | (V) Under construction, more than 50 percent complete | Hampden | 42.2686 | -72.603 | Map | Map
60281 | Altus Power America Management, LLC | 61429 | Big George PV | IPP Non-CHP | MA | 12344 |  | 1 | 1 | 1 | Solar Photovoltaic | SUN | PV | 6 | 2018 | (V) Under construction, more than 50 percent complete | Plymouth | 41.9023 | -70.7161 | Map | Map | IS
61060 | Cypress Creek Renewables | 61526 | Antanavica Solar | IPP Non-CHP | MA | GEN1 |  | 1 | 1 | 1 | Solar Photovoltaic | SUN | PV | 6 | 2018 | (V) Under construction, more than 50 percent complete | Worcester | 42.2508 | -71.9489 | Map | Map | IS
6035 | Exelon Power | 59882 | Exelon West Medway II LLC | IPP Non-CHP | MA | 4 |  | 100 | 97.4 | 103.5 | Natural Gas Fired Combustion Turbine | NG | GT | 12 | 2018 | (U) Under construction, less than or equal to 50 percent complete | Norfolk | 42.1372 | -71.4447 | Map | Map | ISNE
6035 | Exelon Power | 59882 | Exelon West Medway II LLC | IPP Non-CHP | MA | 5 |  | 100 | 97.4 | 103.5 | Natural Gas Fired Combustion Turbine | NG | GT | 12 | 2018 | (U) Under construction, less than or equal to 50 percent complete | Norfolk | 42.1372 | -71.4447 | Map | Map | ISNE
13206 | Nantucket Electric Co | 1615 | Nantucket | Electric Utility | MA | 18 |  | 15.4 | 13.5 | 15.4 | Petroleum Liquids | DFO | GT | 3 | 2019 | (U) Under construction, less than or equal to 50 percent complete | Nantucket | 41.2583 | -70.0517 | Map | Map | ISNE
13206 | Nantucket Electric Co | 1615 | Nantucket | Electric Utility | MA | 19 |  | 0.8 | 0.8 | 0.8 | Petroleum Liquids | DFO | IC | 3 | 2019 | (U) Under construction, less than or equal to 50 percent complete | Nantucket | 41.2583 | -70.0517 | Map | Map | ISNE
21461 | NRG Canal LLC | 1599 | Canal | IPP Non-CHP | MA | 3 |  | 330 | 330 | 330 | Natural Gas Fired Combustion Turbine | NG | GT | 6 | 2019 | (P) Planned for installation, but regulatory approvals not initiated | Barnstable | 41.7694 | -70.5097 | Map | Map | ISNE
59137 | Palmer Renewable Energy | 59336 | Palmer Renewable Energy | IPP Non-CHP | MA | PRE |  | 42 | 42 | 42 | Wood/Wood Waste Biomass | WDS | ST | 7 | 2020 | (T) Regulatory approvals received. Not under construction | Hampden | 42.1489 | -72.5453 | Map | Map | ISNE
14605 | City of Peabody - (MA) | 1678 | Waters River | Electric Utility | MA | 3 |  | 60 | 55 | 60 | Natural Gas Fired Combustion Turbine | NG | GT | 5 | 2021 | (P) Planned for installation, but regulatory approvals not initiated | Essex | 42.5429 | -70.9283 | Map | Map | ISNE
61211 | Montgomery County Solar | 61608 | Montgomery County Solar | Commercial Non-CHP | MD | 1 |  | 1.9 | 1.9 | 1.9 | Solar Photovoltaic | SUN | PV | 5 | 2018 | (V) Under construction, more than 50 percent complete | Montgomery | 39.113 | -77.236 | Map | Map | PJM
60100 | PSEG Keys Energy Center, LLC | 60302 | Keys Energy Center | IPP Non-CHP | MD | 10 | CC1 | 359 | 327 | 327 | Natural Gas Fired Combined Cycle | NG | CA | 6 | 2018 | (V) Under construction, more than 50 percent complete | Prince Georges | 38.6955 | -76.8278 | Map | Map | PJM
60100 | PSEG Keys Energy Center, LLC | 60302 | Keys Energy Center | IPP Non-CHP | MD | 11 | CC1 | 235 | 214 | 214 | Natural Gas Fired Combined Cycle | NG | CT | 6 | 2018 | (V) Under construction, more than 50 percent complete | Prince Georges | 38.6955 | -76.8278 | Map | Map | PJM
60100 | PSEG Keys Energy Center, LLC | 60302 | Keys Energy Center | IPP Non-CHP | MD | 12 | CC1 | 235 | 214 | 214 | Natural Gas Fired Combined Cycle | NG | CT | 6 | 2018 | (V) Under construction, more than 50 percent complete | Prince Georges | 38.6955 | -76.8278 | Map | Map | PJM
61421 | LeGore Bridge Solar Center, LLC | 61796 | LeGore Bridge Solar Center | IPP Non-CHP | MD | LGBSC |  | 20 | 20 | 20 | Solar Photovoltaic | SUN | PV | 7 | 2018 | (P) Planned for installation, but regulatory approvals not initiated | Frederick | 39.5724 | -77.3079 | Map | Map | PJM
59474 | BQ Energy LLC | 60681 | Annapolis Solar Park, LLC | IPP Non-CHP | MD | ASP12 |  | 12 | 12 | 12 | Solar Photovoltaic | SUN | PV | 8 | 2018 | (T) Regulatory approvals received. Not under construction | Anne Arundel | 38.9921 | -76.5738 | Map | Map | PJM
61419 | Constellation Solar MC, LLC | 61794 | Gateway Solar | IPP Non-CHP | MD | GTWYN |  | 5 | 5 | 5 | Solar Photovoltaic | SUN | PV | 12 | 2018 | (P) Planned for installation, but regulatory approvals not initiated | Worcester | 38.3769 | -75.2742 | Map | Map | PJ
61419 | Constellation Solar MC, LLC | 61794 | Gateway Solar | IPP Non-CHP | MD | GTWYS |  | 2.6 | 2.6 | 2.6 | Solar Photovoltaic | SUN | PV | 12 | 2018 | (P) Planned for installation, but regulatory approvals not initiated | Worcester | 38.3769 | -75.2742 | Map | Map | PJ
58672 | Everpower Wind Holdings Inc | 60211 | Terrapin Hills Wind Farm | IPP Non-CHP | MD | 1 |  | 50 | 50 | 50 | Onshore Wind Turbine | WND | WT | 12 | 2019 | (L) Regulatory approvals pending. Not under construction | Garrett | 39.6887 | -79.3376 | Map | Map | PJM
58695 | Coronal Development Services | 61321 | Biggs Ford Solar Center | IPP Non-CHP | MD | BFSC |  | 15 | 15 | 15 | Solar Photovoltaic | SUN | PV | 12 | 2019 | (P) Planned for installation, but regulatory approvals not initiated | Frederick | 39.4829 | -77.3757 | Map | Map | PJM
61422 | Mason Dixon Solar Center, LLC | 61797 | Mason Dixon Solar Center | IPP Non-CHP | MD | PV |  | 20 | 20 | 20 | Solar Photovoltaic | SUN | PV | 12 | 2019 | (P) Planned for installation, but regulatory approvals not initiated | Washington | 39.7168 | -77.7494 | Map | Map | PJM
59434 | Mattawoman Energy, LLC | 59662 | Mattawoman Energy Center | IPP Non-CHP | MD | CGT11 |  | 286 | 286 | 286 | Natural Gas Fired Combined Cycle | NG | CC | 1 | 2020 | (P) Planned for installation, but regulatory approvals not initiated | Prince Georges | 38.6925 | -76.8422 | Map | Map | PJM
59434 | Mattawoman Energy, LLC | 59662 | Mattawoman Energy Center | IPP Non-CHP | MD | CGT12 |  | 286 | 286 | 286 | Natural Gas Fired Combined Cycle | NG | CC | 1 | 2020 | (P) Planned for installation, but regulatory approvals not initiated | Prince Georges | 38.6925 | -76.8422 | Map | Map | PJM
59434 | Mattawoman Energy, LLC | 59662 | Mattawoman Energy Center | IPP Non-CHP | MD | STG11 |  | 436 | 436 | 436 | Natural Gas Fired Combined Cycle | NG | CC | 1 | 2020 | (P) Planned for installation, but regulatory approvals not initiated | Prince Georges | 38.6925 | -76.8422 | Map | Map | PJM
58695 | Coronal Development Services | 61320 | Casper Solar Center | IPP Non-CHP | MD | CSPSC |  | 36.7 | 36.7 | 36.7 | Solar Photovoltaic | SUN | PV | 4 | 2020 | (P) Planned for installation, but regulatory approvals not initiated | Queen Annes | 39.1067 | -75.972 | Map | Map | PJM
57470 | Noble Energy Systems, Inc. | 58087 | Pea Patch Wind Farm | IPP Non-CHP | MD | PEAP |  | 50 | 50 | 50 | Onshore Wind Turbine | WND | WT | 12 | 2023 | (T) Regulatory approvals received. Not under construction | Garrett | 39.5722 | -79.1389 | Map | Map | PJM
16191 | Robbins Lumber Inc | 50230 | Robbins Lumber | Industrial CHP | ME | WEG |  | 10 | 8.5 | 8.5 | Wood/Wood Waste Biomass | WDS | ST | 8 | 2018 | (V) Under construction, more than 50 percent complete | Waldo | 44.3331 | -69.2019 | Map | Map | ISNE
59714 | Antrim Wind Energy LLC | 59953 | Antrim Wind | IPP Non-CHP | NH | AWND1 |  | 28.8 | 28.4 | 28.4 | Onshore Wind Turbine | WND | WT | 8 | 2019 | (P) Planned for installation, but regulatory approvals not initiated | Hillsborough | 43.0643 | -72.0063 | Map | Map | ISNE
56267 | Bayonne Energy Center LLC | 56964 | Bayonne Energy Center | IPP Non-CHP | NJ | GT10 |  | 66 | 59.5 | 66 | Natural Gas Fired Combustion Turbine | NG | GT | 5 | 2018 | (T) Regulatory approvals received. Not under construction | Hudson | 40.6528 | -74.0915 | Map | Map | NYIS
56267 | Bayonne Energy Center LLC | 56964 | Bayonne Energy Center | IPP Non-CHP | NJ | GT9 |  | 66 | 59.5 | 66 | Natural Gas Fired Combustion Turbine | NG | GT | 5 | 2018 | (T) Regulatory approvals received. Not under construction | Hudson | 40.6528 | -74.0915 | Map | Map | NYIS
56990 | NJR Clean Energy Ventures Corporation | 61599 | New Road Solar, LLC | IPP Non-CHP | NJ | NEWRD |  | 10 | 10 | 10 | Solar Photovoltaic | SUN | PV | 5 | 2018 | (V) Under construction, more than 50 percent complete | Monmouth | 40.4032 | -74.5678 | Map | Map | PJM
56990 | NJR Clean Energy Ventures Corporation | 61600 | Old Bridge Solar Farm | IPP Non-CHP | NJ | OLDBR |  | 8.8 | 8.8 | 8.8 | Solar Photovoltaic | SUN | PV | 5 | 2018 | (V) Under construction, more than 50 percent complete | Monmouth | 40.4444 | -74.2434 | Map | Map | PJM
56990 | NJR Clean Energy Ventures Corporation | 61601 | Raritan Solar - 53 Highway | IPP Non-CHP | NJ | RARIT |  | 8.4 | 8.4 | 8.4 | Solar Photovoltaic | SUN | PV | 5 | 2018 | (V) Under construction, more than 50 percent complete | Hunterdon | 40.4539 | -74.863 | Map | Map | PJ
15147 | PSEG Fossil LLC | 2411 | PSEG Sewaren Generating Station | IPP Non-CHP | NJ | 701 |  | 430 | 321 | 321 | Natural Gas Fired Combined Cycle | NG | CT | 6 | 2018 | (V) Under construction, more than 50 percent complete | Middlesex | 40.5558 | -74.2469 | Map | Map | PJM
15147 | PSEG Fossil LLC | 2411 | PSEG Sewaren Generating Station | IPP Non-CHP | NJ | 702 |  | 287 | 219 | 219 | Natural Gas Fired Combined Cycle | NG | CA | 6 | 2018 | (V) Under construction, more than 50 percent complete | Middlesex | 40.5558 | -74.2469 | Map | Map | PJM
61373 | MERIT SI | 61751 | Rotor Clip | IPP Non-CHP | NJ | RCLIP |  | 2.8 | 2.7 | 2.2 | Solar Photovoltaic | SUN | PV | 9 | 2018 | (U) Under construction, less than or equal to 50 percent complete | Somerset | 40.5391 | -74.5324 | Map | Map | PJM
56606 | Calpine New Jersey Generation LLC | 2384 | Deepwater | IPP Non-CHP | NJ | CT1 |  | 242 | 235 | 241.5 | Natural Gas Fired Combustion Turbine | NG | GT | 6 | 2019 | (L) Regulatory approvals pending. Not under construction | Salem | 39.6831 | -75.5083 | Map | Map | PJM
56606 | Calpine New Jersey Generation LLC | 2384 | Deepwater | IPP Non-CHP | NJ | ST1 |  | 214 | 198.5 | 198.5 | Natural Gas Steam Turbine | NG | ST | 6 | 2019 | (L) Regulatory approvals pending. Not under construction | Salem | 39.6831 | -75.5083 | Map | Map | PJM
59678 | KDC Solar PR1, LLC | 59910 | KDC Solar PR1, LLC | IPP Non-CHP | NJ | SF |  | 22 | 22 | 22 | Solar Photovoltaic | SUN | PV | 6 | 2019 | (L) Regulatory approvals pending. Not under construction | Ocean | 40.1367 | -74.4397 | Map | Map | PJM
55768 | RC Cape May Holdings LLC | 2378 | B L England | IPP Non-CHP | NJ | 4 |  | 321 | 282 | 321 | Natural Gas Fired Combined Cycle | NG | CT | 5 | 2020 | (T) Regulatory approvals received. Not under construction | Cape May | 39.2908 | -74.6364 | Map | Map | PJM
59677 | Middlesex Energy Center LLC | 59909 | Middlesex Energy Center LLC | IPP Non-CHP | NJ | CT001 |  | 560 | 560 | 595 | Natural Gas Fired Combined Cycle | NG | CC | 5 | 2021 | (P) Planned for installation, but regulatory approvals not initiated | Middlesex | 40.446 | -74.356 | Map | Map | PJM
56204 | CPV Valley, LLC | 56940 | CPV Valley Energy Center | IPP Non-CHP | NY | CTG1 | G921 | 235 | 198.2 | 223 | Natural Gas Fired Combined Cycle | NG | CT | 5 | 2018 | (TS) Construction complete, but not yet in commercial operation | Orange | 41.4122 | -74.4378 | Map | Map | NYIS
56204 | CPV Valley, LLC | 56940 | CPV Valley Energy Center | IPP Non-CHP | NY | CTG2 | G921 | 235 | 198.2 | 223 | Natural Gas Fired Combined Cycle | NG | CT | 5 | 2018 | (TS) Construction complete, but not yet in commercial operation | Orange | 41.4122 | -74.4378 | Map | Map | NYIS
56204 | CPV Valley, LLC | 56940 | CPV Valley Energy Center | IPP Non-CHP | NY | STG | G921 | 300 | 308.7 | 321 | Natural Gas Fired Combined Cycle | NG | CA | 5 | 2018 | (TS) Construction complete, but not yet in commercial operation | Orange | 41.4122 | -74.4378 | Map | Map | NYIS
60947 | Tesla Inc. | 60904 | Time Warner Cable - Knowles | IPP Non-CHP | NY | PV1 |  | 2 | 2 | 2 | Solar Photovoltaic | SUN | PV | 5 | 2018 | (TS) Construction complete, but not yet in commercial operation | Steuben | 42.3374 | -77.3753 | Map | Map | NYIS
49893 | Invenergy Services LLC | 60045 | Shoreham Solar Commons | IPP Non-CHP | NY | GEN1 |  | 24.9 | 24.9 | 24.9 | Solar Photovoltaic | SUN | PV | 6 | 2018 | (V) Under construction, more than 50 percent complete | Suffolk | 40.9344 | -72.8885 | Map | Map
60947 | Tesla Inc. | 60507 | Broome County | IPP Non-CHP | NY | NORTH |  | 2 | 2 | 2 | Solar Photovoltaic | SUN | PV | 6 | 2018 | (TS) Construction complete, but not yet in commercial operation | Broome | 42.1047 | -75.9307 | Map | Map | NYIS
60947 | Tesla Inc. | 60507 | Broome County | IPP Non-CHP | NY | SOUTH |  | 2 | 2 | 2 | Solar Photovoltaic | SUN | PV | 6 | 2018 | (TS) Construction complete, but not yet in commercial operation | Broome | 42.1047 | -75.9307 | Map | Map | NYIS
61012 | AES Distributed Energy | 61469 | Lichtenthal | IPP Non-CHP | NY | LIC01 |  | 2 | 2 | 2 | Solar Photovoltaic | SUN | PV | 6 | 2018 | (TS) Construction complete, but not yet in commercial operation | Genesee | 43.0201 | -78.1582 | Map | Map
61012 | AES Distributed Energy | 61470 | Call Farms 1 | IPP Non-CHP | NY | CFM11 |  | 2 | 2 | 2 | Solar Photovoltaic | SUN | PV | 6 | 2018 | (TS) Construction complete, but not yet in commercial operation | Genesee | 43.0378 | -78.1873 | Map | Map
61012 | AES Distributed Energy | 61471 | Call Farms 3 | IPP Non-CHP | NY | CFM31 |  | 2 | 2 | 2 | Solar Photovoltaic | SUN | PV | 6 | 2018 | (TS) Construction complete, but not yet in commercial operation | Genesee | 43.023 | -78.1786 | Map | Map
61012 | AES Distributed Energy | 61575 | Anheuser-Busch Baldwinsville | IPP Non-CHP | NY | BAL01 |  | 2 | 2 | 2 | Solar Photovoltaic | SUN | PV | 6 | 2018 | (TS) Construction complete, but not yet in commercial operation | Onondaga | 43.1515 | -76.4148 | Map | Map | ISNE
61012 | AES Distributed Energy | 61576 | Columbia University - Johnson Farms | IPP Non-CHP | NY | JF01 |  | 2 | 2 | 2 | Solar Photovoltaic | SUN | PV | 6 | 2018 | (TS) Construction complete, but not yet in commercial operation | Orange | 41.3791 | -74.2638 | Map | Map | ISNE
61012 | AES Distributed Energy | 61577 | Time Warner Cable Enterprises - Martino | IPP Non-CHP | NY | MRT01 |  | 2 | 2 | 2 | Solar Photovoltaic | SUN | PV | 6 | 2018 | (TS) Construction complete, but not yet in commercial operation | Oneida | 43.1837 | -75.4305 | Map | Map | ISNE
61012 | AES Distributed Energy | 61578 | Columbia University - Minisink | IPP Non-CHP | NY | MIN01 |  | 2 | 2 | 2 | Solar Photovoltaic | SUN | PV | 6 | 2018 | (TS) Construction complete, but not yet in commercial operation | Orange | 41.2937 | -74.5545 | Map | Map | ISNE
61012 | AES Distributed Energy | 61579 | St. Lawerence University - Sutton | IPP Non-CHP | NY | SUT01 |  | 2 | 2 | 2 | Solar Photovoltaic | SUN | PV | 6 | 2018 | (TS) Construction complete, but not yet in commercial operation | Jefferson | 43.9324 | -75.8723 | Map | Map | ISNE
61345 | Lisbon West | 61719 | CJ Solar I, LLC | IPP Non-CHP | NY | LWCJ1 |  | 2 | 2 | 2 | Solar Photovoltaic | SUN | PV | 6 | 2018 | (TS) Construction complete, but not yet in commercial operation | St Lawrence | 44.7 | -75.3 | Map | Map | NYIS
61346 | Lisbon East | 61720 | COU Solar I, LLC | IPP Non-CHP | NY | LECOU |  | 1.5 | 1.5 | 1.5 | Solar Photovoltaic | SUN | PV | 6 | 2018 | (TS) Construction complete, but not yet in commercial operation | St Lawrence | 44.7 | -75.3 | Map | Map | NYIS
60947 | Tesla Inc. | 60818 | Oswego County - Fulton Solar | IPP Non-CHP | NY | PV1 |  | 2 | 2 | 2 | Solar Photovoltaic | SUN | PV | 7 | 2018 | (TS) Construction complete, but not yet in commercial operation | Oswego | 43.3424 | -76.3432 | Map | Map | NYIS
59474 | BQ Energy LLC | 59880 | Kings Park Solar I | IPP Non-CHP | NY | KIPS1 |  | 2 | 2 | 2 | Solar Photovoltaic | SUN | PV | 8 | 2018 | (T) Regulatory approvals received. Not under construction | Suffolk | 40.8683 | -73.2493 | Map | Map | NYIS
59474 | BQ Energy LLC | 59881 | Kings Park Solar II | IPP Non-CHP | NY | KIPS2 |  | 2 | 2 | 2 | Solar Photovoltaic | SUN | PV | 8 | 2018 | (T) Regulatory approvals received. Not under construction | Suffolk | 40.8683 | -73.2493 | Map | Map | NYIS
58261 | Arkwright Summit Wind Farm LLC | 61673 | Arkwright Summit Wind Farm LLC | IPP Non-CHP | NY | WT |  | 79.8 | 78.4 | 78.4 | Onshore Wind Turbine | WND | WT | 9 | 2018 | (U) Under construction, less than or equal to 50 percent complete | Chautauqua | 42.4149 | -79.2427 | Map | Map
58840 | Copenhagen Wind Farm, LLC | 58979 | Copenhagen Wind Farm | IPP Non-CHP | NY | CPHGN |  | 79.9 | 79.9 | 79.9 | Onshore Wind Turbine | WND | WT | 11 | 2018 | (V) Under construction, more than 50 percent complete | Lewis | 43.9131 | -75.6986 | Map | Map | NYIS
54863 | U S Power Generating Company LLC | 2494 | Gowanus Gas Turbines Generating | IPP Non-CHP | NY | SS |  | 93 | 90 | 95 | Natural Gas Fired Combustion Turbine | NG | GT | 7 | 2019 | (T) Regulatory approvals received. Not under construction | Kings | 40.6635 | -74.0051 | Map | Map | NYIS
58672 | Everpower Wind Holdings Inc | 58777 | Cassadaga Wind Farm | IPP Non-CHP | NY | 1 |  | 126 | 126 | 126 | Onshore Wind Turbine | WND | WT | 12 | 2019 | (L) Regulatory approvals pending. Not under construction | Chautauqua | 42.3383 | -79.1956 | Map | Map | NYIS
58672 | Everpower Wind Holdings Inc | 60596 | Baron Winds Farm | IPP Non-CHP | NY | 1 |  | 272 | 272 | 272 | Onshore Wind Turbine | WND | WT | 12 | 2019 | (L) Regulatory approvals pending. Not under construction | Steuben | 42.375 | -77.593 | Map | Map | NYIS
61166 | Green Power Energy LLC | 61592 | Cody Road Wind Farm | IPP Non-CHP | NY | WT1 |  | 2.4 | 2.4 | 2.4 | Onshore Wind Turbine | WND | WT | 12 | 2019 | (U) Under construction, less than or equal to 50 percent complete | Madison | 42.9671 | -75.7559 | Map | Map | NYIS
61166 | Green Power Energy LLC | 61592 | Cody Road Wind Farm | IPP Non-CHP | NY | WT2 |  | 2.4 | 2.4 | 2.4 | Onshore Wind Turbine | WND | WT | 12 | 2019 | (U) Under construction, less than or equal to 50 percent complete | Madison | 42.9671 | -75.7559 | Map | Map | NYIS
61166 | Green Power Energy LLC | 61592 | Cody Road Wind Farm | IPP Non-CHP | NY | WT3 |  | 2.4 | 2.4 | 2.4 | Onshore Wind Turbine | WND | WT | 12 | 2019 | (U) Under construction, less than or equal to 50 percent complete | Madison | 42.9671 | -75.7559 | Map | Map | NYIS
61166 | Green Power Energy LLC | 61592 | Cody Road Wind Farm | IPP Non-CHP | NY | WT4 |  | 2.4 | 2.4 | 2.4 | Onshore Wind Turbine | WND | WT | 12 | 2019 | (U) Under construction, less than or equal to 50 percent complete | Madison | 42.9671 | -75.7559 | Map | Map | NYIS
61166 | Green Power Energy LLC | 61592 | Cody Road Wind Farm | IPP Non-CHP | NY | WT5 |  | 2.4 | 2.4 | 2.4 | Onshore Wind Turbine | WND | WT | 12 | 2019 | (U) Under construction, less than or equal to 50 percent complete | Madison | 42.9671 | -75.7559 | Map | Map | NYIS
56534 | Cricket Valley Energy Center LLC | 57185 | Cricket Valley Energy | IPP Non-CHP | NY | U001 |  | 390 | 345 | 368 | Natural Gas Fired Combined Cycle | NG | CC | 1 | 2020 | (T) Regulatory approvals received. Not under construction | Dutchess | 41.6761 | -73.5811 | Map | Map | NYIS
56534 | Cricket Valley Energy Center LLC | 57185 | Cricket Valley Energy | IPP Non-CHP | NY | U002 |  | 390 | 345 | 368 | Natural Gas Fired Combined Cycle | NG | CC | 2 | 2020 | (T) Regulatory approvals received. Not under construction | Dutchess | 41.6761 | -73.5811 | Map | Map | NYIS
56534 | Cricket Valley Energy Center LLC | 57185 | Cricket Valley Energy | IPP Non-CHP | NY | U003 |  | 390 | 345 | 368 | Natural Gas Fired Combined Cycle | NG | CC | 3 | 2020 | (T) Regulatory approvals received. Not under construction | Dutchess | 41.6761 | -73.5811 | Map | Map | NYIS
60971 | NYC ENERGY LLC | 61331 | NISA Electric Generation Project | IPP Non-CHP | NY | GEN1 | CC1 | 70.5 | 59.7 |  | Natural Gas Fired Combined Cycle | NG | CT | 3 | 2020 | (T) Regulatory approvals received. Not under construction | Kings | 40.7065 | -73.9702 | Map | Map | NYIS
60971 | NYC ENERGY LLC | 61331 | NISA Electric Generation Project | IPP Non-CHP | NY | STG1 | CC1 | 22 | 20.2 | 15 | Natural Gas Fired Combined Cycle | NG | CA | 3 | 2020 | (T) Regulatory approvals received. Not under construction | Kings | 40.7065 | -73.9702 | Map | Map | NYIS
15399 | Avangrid Renewables LLC | 61041 | Roaring Brook, LLC | IPP Non-CHP | NY | WT1 |  | 78 | 78 | 78 | Onshore Wind Turbine | WND | WT | 12 | 2020 | (T) Regulatory approvals received. Not under construction | Lewis | 43.7096 | -75.6162 | Map | Map | NYIS
56789 | TBE Montgomery LLC | 57472 | TBE-Montgomery LLC | IPP Non-CHP | NY | CTG | NA | 12 | 11.6 | 14.4 | Other Waste Biomass | OBG | CT | 4 | 2021 | (U) Under construction, less than or equal to 50 percent complete | Orange | 41.4885 | -74.2262 | Map | Map | NYIS
56789 | TBE Montgomery LLC | 57472 | TBE-Montgomery LLC | IPP Non-CHP | NY | STG | NA | 9 | 7.4 | 8.1 | Other Waste Biomass | OBG | CA | 4 | 2021 | (U) Under construction, less than or equal to 50 percent complete | Orange | 41.4885 | -74.2262 | Map | Map | NYIS
60221 | North Slope LLC | 60420 | North Slope, LLC | IPP Non-CHP | NY | NSPV |  | 200 | 200 | 200 | Onshore Wind Turbine | WND | WT | 12 | 2021 | (L) Regulatory approvals pending. Not under construction | Clinton | 44.8919 | -73.9425 | Map | Map | NYIS
61080 | North Smithfield Solar Power 1, LLC | 61461 | North Smithfield Solar Power 1 | IPP Non-CHP | RI | NSS01 |  | 2 | 2 | 2 | Solar Photovoltaic | SUN | PV | 5 | 2018 | (TS) Construction complete, but not yet in commercial operation | Providence | 41.9759 | -71.586 | Map | Map | ISNE
19876 | Virginia Electric & Power Co | 59913 | Greensville County Power Station | Electric Utility | VA | CT01 | GV01 | 369.8 | 324.4 | 353.8 | Natural Gas Fired Combined Cycle | NG | CC | 12 | 2018 | (V) Under construction, more than 50 percent complete | Greensville | 36.7182 | -77.6496 | Map | Map | PJM
19876 | Virginia Electric & Power Co | 59913 | Greensville County Power Station | Electric Utility | VA | CT02 | GV01 | 369.8 | 324.4 | 353.8 | Natural Gas Fired Combined Cycle | NG | CC | 12 | 2018 | (V) Under construction, more than 50 percent complete | Greensville | 36.7182 | -77.6496 | Map | Map | PJM
19876 | Virginia Electric & Power Co | 59913 | Greensville County Power Station | Electric Utility | VA | CT03 | GV01 | 369.8 | 324.4 | 353.8 | Natural Gas Fired Combined Cycle | NG | CC | 12 | 2018 | (V) Under construction, more than 50 percent complete | Greensville | 36.7182 | -77.6496 | Map | Map | PJM
19876 | Virginia Electric & Power Co | 59913 | Greensville County Power Station | Electric Utility | VA | ST01 | GV01 | 663.9 | 611.8 | 648.6 | Natural Gas Fired Combined Cycle | NG | CC | 12 | 2018 | (V) Under construction, more than 50 percent complete | Greensville | 36.7182 | -77.6496 | Map | Map | PJM
19876 | Virginia Electric & Power Co | 61023 | Hollyfield | Electric Utility | VA | 1 |  | 17 | 6.8 | 6.8 | Solar Photovoltaic | SUN | PV | 12 | 2018 | (U) Under construction, less than or equal to 50 percent complete | King William | 37.672 | -77.1704 | Map | Map | PJM
61302 | Depot Solar Center, LLC | 61691 | Depot Solar Center, LLC | IPP Non-CHP | VA | DEPOT |  | 15 | 15 | 15 | Solar Photovoltaic | SUN | PV | 9 | 2019 | (P) Planned for installation, but regulatory approvals not initiated | Campbell | 37.2763 | -79.1165 | Map | Map | PJM
60952 | Mt. Jackson Solar LLC | 61318 | Mt. Jackson Solar | IPP Non-CHP | VA | SOLAR |  | 15.7 | 15.7 | 15.7 | Solar Photovoltaic | SUN | PV | 12 | 2019 | (P) Planned for installation, but regulatory approvals not initiated | Shenandoah | 38.7396 | -78.6602 | Map | Map | PJM
61331 | Popular Camp Wind Farm LLC | 61111 | Poplar Camp Wind Farm | IPP Non-CHP | VA | PC1 |  | 72 | 72 | 72 | Onshore Wind Turbine | WND | WT | 11 | 2020 | (P) Planned for installation, but regulatory approvals not initiated | Carroll | 36.8366 | -80.8752 | Map | Map | PJM
19876 | Virginia Electric & Power Co | 59693 | Coastal Virginia Offshore Wind (CVOW) | Electric Utility | VA | OSW1 |  | 12 | 12 | 12 | Offshore Wind Turbine | WND | WS | 1 | 2021 | (L) Regulatory approvals pending. Not under construction | Virginia Beach City | 36.8916 | -75.4916 | Map | Map | PJM
58378 | Jordan Hydroelectric LTD PTP | 58827 | Flannagan Hydroelectric Project | IPP Non-CHP | VA | LEFT |  | 0.9 | 0.9 | 0.9 | Conventional Hydroelectric | WAT | HY | 12 | 2021 | (L) Regulatory approvals pending. Not under construction | Dickenson | 37.2333 | -82.3486 | Map | Map | PJM
58378 | Jordan Hydroelectric LTD PTP | 58827 | Flannagan Hydroelectric Project | IPP Non-CHP | VA | RGHT |  | 0.9 | 0.9 | 0.9 | Conventional Hydroelectric | WAT | HY | 12 | 2021 | (L) Regulatory approvals pending. Not under construction | Dickenson | 37.2333 | -82.3486 | Map | Map | PJM
61386 | C4GT, LLC | 61760 | C4GT | IPP Non-CHP | VA | C4GT | C4GT | 1060 | 1060 | 1060 | Natural Gas Fired Combined Cycle | NG | CC | 6 | 2022 | (T) Regulatory approvals received. Not under construction | Charles City | 37.4471 | -77.1673 | Map | Map | PJ
58135 | Ecos Energy LLC | 61037 | Apple Hill Solar | IPP Non-CHP | VT | APPL |  | 2 | 2 | 3 | Solar Photovoltaic | SUN | PV | 12 | 2018 | (P) Planned for installation, but regulatory approvals not initiated | Bennington | 42.9077 | -73.2041 | Map | Map | ISNE
58135 | Ecos Energy LLC | 61038 | Weybridge 1 Solar | IPP Non-CHP | VT | WEY1 |  | 3 | 3 | 3 | Solar Photovoltaic | SUN | PV | 12 | 2018 | (P) Planned for installation, but regulatory approvals not initiated | Addison | 44.074 | -73.2293 | Map | Map | ISNE
NOTES: Capacity from facilities with a total generator nameplate capacity less than 1 MW are excluded from this report. This exclusion may represent a signifciant portion of capacity for some technologies such as solar photovoltaic generation. Links to Google Map and Bing Map were set up to connect to these sites at the time of publication of this inventory. The links may may not properly function if these sites update their protocl for accessing maps. Sources: U.S. Energy Information Administration, Form EIA-860, 'Annual Electric Generator Report' and Form EIA-860M, 'Monthly Update to the Annual Electric Generator Report.'

## Retired
Inventory of Retired Generators as of April 2018
Entity ID | Entity Name | Plant ID | Plant Name | Sector | Plant State | Generator ID | Unit Code | Nameplate Capacity (MW) | Net Summer Capacity (MW) | Net Winter Capacity (MW) | Technology | Energy Source Code | Prime Mover Code | Retirement Month | Retirement Year | Operating Month | Operating Year | County | Latitude | Longitude | Google Map | Bing Map | Balancing Authority Code
18153 | RockTenn-Uncasville | 50801 | Uncasville Mill | Industrial CHP | CT | GEN1 |  | 2.8 | 1.3 | 1.7 | Natural Gas Steam Turbine | NG | ST | 2 | 2016 | 6 | 1990 | New London | 41.4336 | -72.0983 | Map | Map | ISNE
14928 | Pfizer Inc | 54236 | Pfizer Groton Plant | Industrial CHP | CT | TG 2 |  | 2.5 | 2.5 | 2.5 | Natural Gas Steam Turbine | NG | ST | 6 | 2015 | 1 | 1948 | New London | 41.3315 | -72.0786 | Map | Map | ISNE
4427 | Covanta Projects LP | 50664 | Covanta Wallingford Energy | Commercial Non-CHP | CT | GEN1 |  | 11 | 8.4 | 8.4 | Municipal Solid Waste | MSW | ST | 4 | 2015 | 10 | 1988 | New Haven | 41.4405 | -72.8351 | Map | Map | ISNE
17569 | City of South Norwalk - (CT) | 6598 | South Norwalk Electric | Electric Utility | CT | 6 |  | 1 | 1.1 | 1.1 | Petroleum Liquids | DFO | IC | 11 | 2014 | 5 | 1990 | FAIRFIELD | 41.0947 | -73.4242 | Map | Map | ISNE
55793 | Fusion Paperboard Connecticut LLC | 54657 | Versailles Mill | Industrial CHP | CT | NO1 |  | 20 | 14 | 15 | Natural Gas Steam Turbine | NG | ST | 8 | 2014 | 10 | 1962 | New London | 41.6242 | -72.0417 | Map | Map | ISNE
58300 | Ameresco Select Inc | 58365 | CJTS Energy Center | Commercial Non-CHP | CT | UNIT1 |  | 0.2 | 0.2 | 0.2 | Other Natural Gas | NG | FC | 7 | 2014 | 11 | 2001 | Middlesex | 41.5528 | -72.625 | Map | Map | ISNE
58300 | Ameresco Select Inc | 58365 | CJTS Energy Center | Commercial Non-CHP | CT | UNIT2 |  | 0.2 | 0.2 | 0.2 | Other Natural Gas | NG | FC | 7 | 2014 | 11 | 2001 | Middlesex | 41.5528 | -72.625 | Map | Map | ISNE
58300 | Ameresco Select Inc | 58365 | CJTS Energy Center | Commercial Non-CHP | CT | UNIT3 |  | 0.2 | 0.2 | 0.2 | Other Natural Gas | NG | FC | 7 | 2014 | 11 | 2001 | Middlesex | 41.5528 | -72.625 | Map | Map | ISNE
58300 | Ameresco Select Inc | 58365 | CJTS Energy Center | Commercial Non-CHP | CT | UNIT5 |  | 0.2 | 0.2 | 0.2 | Other Natural Gas | NG | FC | 7 | 2014 | 11 | 2001 | Middlesex | 41.5528 | -72.625 | Map | Map | ISNE
15452 | PSEG Power Connecticut LLC | 568 | Bridgeport Station | IPP Non-CHP | CT | 2 |  | 163 |  |  | Petroleum Liquids | RFO | ST | 1 | 2014 | 8 | 1961 | Fairfield | 41.1706 | -73.1844 | Map | Map | ISNE
13922 | Norwalk Power LLC | 548 | NRG Norwalk Harbor | IPP Non-CHP | CT | 1 |  | 163.2 | 162 | 164 | Petroleum Liquids | RFO | ST | 6 | 2013 | 6 | 1960 | Fairfield | 41.0724 | -73.411 | Map | Map | ISNE
13922 | Norwalk Power LLC | 548 | NRG Norwalk Harbor | IPP Non-CHP | CT | 10 |  | 16.3 | 11.9 | 17 | Petroleum Liquids | DFO | GT | 6 | 2013 | 10 | 1966 | Fairfield | 41.0724 | -73.411 | Map | Map | ISNE
13922 | Norwalk Power LLC | 548 | NRG Norwalk Harbor | IPP Non-CHP | CT | 2 |  | 163.2 | 168 | 172 | Petroleum Liquids | RFO | ST | 6 | 2013 | 6 | 1963 | Fairfield | 41.0724 | -73.411 | Map | Map | ISNE
58300 | Ameresco Select Inc | 58365 | CJTS Energy Center | Commercial Non-CHP | CT | UNIT4 |  | 0.2 | 0.2 | 0.2 | Other Natural Gas | NG | FC | 4 | 2013 | 11 | 2001 | Middlesex | 41.5528 | -72.625 | Map | Map | ISNE
58300 | Ameresco Select Inc | 58365 | CJTS Energy Center | Commercial Non-CHP | CT | UNIT6 |  | 0.2 | 0.2 | 0.2 | Other Natural Gas | NG | FC | 4 | 2013 | 11 | 2001 | Middlesex | 41.5528 | -72.625 | Map | Map | ISNE
58147 | Connecticut Valley Hospital | 58176 | Connecticut Valley Hospital Plant | IPP CHP | CT | ST#1 |  | 0.7 | 0.7 | 0.7 | Natural Gas Fired Combined Cycle | NG | CA | 3 | 2013 | 1 | 1950 | Middlesex | 41.5539 | -72.6275 | Map | Map | ISNE
58147 | Connecticut Valley Hospital | 58176 | Connecticut Valley Hospital Plant | IPP CHP | CT | ST#2 |  | 0.5 | 0.5 | 0.5 | Natural Gas Fired Combined Cycle | NG | CA | 3 | 2013 | 1 | 1950 | Middlesex | 41.5539 | -72.6275 | Map | Map | ISNE
58147 | Connecticut Valley Hospital | 58176 | Connecticut Valley Hospital Plant | IPP CHP | CT | ST#3 |  | 0.5 | 0.5 | 0.5 | Natural Gas Fired Combined Cycle | NG | CA | 3 | 2013 | 1 | 1950 | Middlesex | 41.5539 | -72.6275 | Map | Map | ISNE
42 | AES Thames LLC | 10675 | AES Thames | IPP CHP | CT | GEN1 |  | 213.9 | 181 | 181 | Conventional Steam Coal | BIT | ST | 12 | 2012 | 11 | 1989 | New London | 41.2607 | -72.055 | Map | Map
57062 | Apex Power Contracting and Consulting | 56257 | Cytec 1, 2 & 3 | Electric Utility | CT | CY 1 |  | 1.8 | 1.8 | 1.8 | Petroleum Liquids | DFO | IC | 7 | 2011 | 1 | 2005 | New Haven | 41.4378 | -72.8342 | Map | Map
57062 | Apex Power Contracting and Consulting | 56257 | Cytec 1, 2 & 3 | Electric Utility | CT | CY 2 |  | 1.8 | 1.8 | 1.8 | Petroleum Liquids | DFO | IC | 7 | 2011 | 1 | 2005 | New Haven | 41.4378 | -72.8342 | Map | Map
57062 | Apex Power Contracting and Consulting | 56257 | Cytec 1, 2 & 3 | Electric Utility | CT | CY 3 |  | 1.8 | 1.8 | 1.8 | Petroleum Liquids | DFO | IC | 7 | 2011 | 1 | 2006 | New Haven | 41.4378 | -72.8342 | Map | Map
4180 | Connecticut Mun Elec Engy Coop | 56256 | John Street 1, 3, 4 & 5 | Electric Utility | CT | JS 1 |  | 1.8 | 2 | 2 | Petroleum Liquids | DFO | IC | 2 | 2011 | 1 | 2005 | New Haven | 41.4458 | -72.8364 | Map | Map | ISNE
22350 | Devon Power LLC | 544 | Devon Station | IPP Non-CHP | CT | 7 |  | 103.5 | 107 | 109 | Petroleum Liquids | RFO | ST | 11 | 2007 | 1 | 1957 | New Haven | 41.2098 | -73.109 | Map | Map | ISNE
22350 | Devon Power LLC | 544 | Devon Station | IPP Non-CHP | CT | 8 |  | 103.5 | 107 | 109 | Petroleum Liquids | RFO | ST | 11 | 2007 | 1 | 1957 | New Haven | 41.2098 | -73.109 | Map | Map | ISNE
54842 | WM Renewable Energy LLC | 50564 | New Milford Gas Recovery | IPP Non-CHP | CT | GEN1 |  | 3 | 2.9 | 3.3 | Landfill Gas | LFG | GT | 9 | 2007 | 7 | 1991 | Litchfield | 41.5477 | -73.4252 | Map | Map | ISNE
49840 | Waterside Power, LLC | 56189 | Waterside Power, LLC | IPP Non-CHP | CT | 6 |  | 23.2 | 23.2 | 22.7 | Petroleum Liquids | DFO | GT | 2 | 2006 | 5 | 2004 | Fairfield | 41.0372 | -73.5564 | Map | Map | ISNE
14928 | Pfizer Inc | 54236 | Pfizer Groton Plant | Industrial CHP | CT | TG 1 |  | 2.5 | 2.5 | 2.5 | Natural Gas Steam Turbine | NG | ST | 1 | 2005 | 1 | 1948 | New London | 41.3315 | -72.0786 | Map | Map | ISNE
17569 | City of South Norwalk - (CT) | 6598 | South Norwalk Electric | Electric Utility | CT | 1 |  | 5 | 5 | 5.1 | Petroleum Liquids | DFO | IC | 12 | 2004 | 11 | 1972 | FAIRFIELD | 41.0947 | -73.4242 | Map | Map | ISNE
17569 | City of South Norwalk - (CT) | 6598 | South Norwalk Electric | Electric Utility | CT | 2 |  | 2 | 2 | 2 | Petroleum Liquids | DFO | IC | 12 | 2004 | 11 | 1940 | FAIRFIELD | 41.0947 | -73.4242 | Map | Map | ISNE
17569 | City of South Norwalk - (CT) | 6598 | South Norwalk Electric | Electric Utility | CT | 3 |  | 2 | 2 | 2 | Petroleum Liquids | DFO | IC | 12 | 2004 | 3 | 1942 | FAIRFIELD | 41.0947 | -73.4242 | Map | Map | ISNE
17569 | City of South Norwalk - (CT) | 6598 | South Norwalk Electric | Electric Utility | CT | 4 |  | 3.3 | 3.1 | 3.2 | Petroleum Liquids | DFO | IC | 12 | 2004 | 11 | 1951 | FAIRFIELD | 41.0947 | -73.4242 | Map | Map | ISNE
17569 | City of South Norwalk - (CT) | 6598 | South Norwalk Electric | Electric Utility | CT | 5 |  | 4 | 3.2 | 3.3 | Petroleum Liquids | DFO | IC | 12 | 2004 | 3 | 1960 | FAIRFIELD | 41.0947 | -73.4242 | Map | Map | ISNE
49840 | Waterside Power, LLC | 56189 | Waterside Power, LLC | IPP Non-CHP | CT | 1 |  | 23.2 | 23.2 | 22.7 | Petroleum Liquids | DFO | GT | 5 | 2004 | 6 | 2003 | Fairfield | 41.0372 | -73.5564 | Map | Map | ISNE
49840 | Waterside Power, LLC | 56189 | Waterside Power, LLC | IPP Non-CHP | CT | 2 |  | 23.2 | 23.2 | 22.7 | Petroleum Liquids | DFO | GT | 5 | 2004 | 6 | 2003 | Fairfield | 41.0372 | -73.5564 | Map | Map | ISNE
17569 | City of South Norwalk - (CT) | 6598 | South Norwalk Electric | Electric Utility | CT | 7 |  | 22.8 | 22 | 22.8 | Petroleum Liquids | DFO | GT | 10 | 2003 | 6 | 2003 | FAIRFIELD | 41.0947 | -73.4242 | Map | Map | ISNE
15274 | Potomac Power Resources | 603 | Benning | IPP Non-CHP | DC | 15 |  | 290 | 275 | 275 | Petroleum Liquids | DFO | ST | 5 | 2012 | 6 | 1968 | District of Columbia | 38.8994 | -76.9592 | Map | Map
15274 | Potomac Power Resources | 603 | Benning | IPP Non-CHP | DC | 16 |  | 290 | 275 | 275 | Petroleum Liquids | DFO | ST | 5 | 2012 | 5 | 1972 | District of Columbia | 38.8994 | -76.9592 | Map | Map
15274 | Potomac Power Resources | 604 | Buzzard Point | IPP Non-CHP | DC | E1 |  | 18 | 16 | 16 | Petroleum Liquids | DFO | GT | 5 | 2012 | 5 | 1968 | District of Columbia | 38.8678 | -77.0117 | Map | Map
15274 | Potomac Power Resources | 604 | Buzzard Point | IPP Non-CHP | DC | E2 |  | 18 | 16 | 16 | Petroleum Liquids | DFO | GT | 5 | 2012 | 5 | 1968 | District of Columbia | 38.8678 | -77.0117 | Map | Map
15274 | Potomac Power Resources | 604 | Buzzard Point | IPP Non-CHP | DC | E4 |  | 18 | 16 | 16 | Petroleum Liquids | DFO | GT | 5 | 2012 | 5 | 1968 | District of Columbia | 38.8678 | -77.0117 | Map | Map
15274 | Potomac Power Resources | 604 | Buzzard Point | IPP Non-CHP | DC | E5 |  | 18 | 16 | 16 | Petroleum Liquids | DFO | GT | 5 | 2012 | 5 | 1968 | District of Columbia | 38.8678 | -77.0117 | Map | Map
15274 | Potomac Power Resources | 604 | Buzzard Point | IPP Non-CHP | DC | E6 |  | 18 | 16 | 16 | Petroleum Liquids | DFO | GT | 5 | 2012 | 5 | 1968 | District of Columbia | 38.8678 | -77.0117 | Map | Map
15274 | Potomac Power Resources | 604 | Buzzard Point | IPP Non-CHP | DC | E7 |  | 18 | 16 | 16 | Petroleum Liquids | DFO | GT | 5 | 2012 | 5 | 1968 | District of Columbia | 38.8678 | -77.0117 | Map | Map
15274 | Potomac Power Resources | 604 | Buzzard Point | IPP Non-CHP | DC | E8 |  | 18 | 16 | 16 | Petroleum Liquids | DFO | GT | 5 | 2012 | 5 | 1968 | District of Columbia | 38.8678 | -77.0117 | Map | Map
15274 | Potomac Power Resources | 604 | Buzzard Point | IPP Non-CHP | DC | W10 |  | 18 | 16 | 16 | Petroleum Liquids | DFO | GT | 5 | 2012 | 6 | 1968 | District of Columbia | 38.8678 | -77.0117 | Map | Map
15274 | Potomac Power Resources | 604 | Buzzard Point | IPP Non-CHP | DC | W11 |  | 18 | 16 | 16 | Petroleum Liquids | DFO | GT | 5 | 2012 | 6 | 1968 | District of Columbia | 38.8678 | -77.0117 | Map | Map
15274 | Potomac Power Resources | 604 | Buzzard Point | IPP Non-CHP | DC | W12 |  | 18 | 16 | 16 | Petroleum Liquids | DFO | GT | 5 | 2012 | 6 | 1968 | District of Columbia | 38.8678 | -77.0117 | Map | Map
15274 | Potomac Power Resources | 604 | Buzzard Point | IPP Non-CHP | DC | W13 |  | 18 | 16 | 16 | Petroleum Liquids | DFO | GT | 5 | 2012 | 6 | 1968 | District of Columbia | 38.8678 | -77.0117 | Map | Map
15274 | Potomac Power Resources | 604 | Buzzard Point | IPP Non-CHP | DC | W14 |  | 18 | 16 | 16 | Petroleum Liquids | DFO | GT | 5 | 2012 | 6 | 1968 | District of Columbia | 38.8678 | -77.0117 | Map | Map
15274 | Potomac Power Resources | 604 | Buzzard Point | IPP Non-CHP | DC | W15 |  | 18 | 16 | 16 | Petroleum Liquids | DFO | GT | 5 | 2012 | 6 | 1968 | District of Columbia | 38.8678 | -77.0117 | Map | Map
15274 | Potomac Power Resources | 604 | Buzzard Point | IPP Non-CHP | DC | W16 |  | 18 | 16 | 16 | Petroleum Liquids | DFO | GT | 5 | 2012 | 6 | 1968 | District of Columbia | 38.8678 | -77.0117 | Map | Map
15274 | Potomac Power Resources | 604 | Buzzard Point | IPP Non-CHP | DC | W9 |  | 18 | 16 | 16 | Petroleum Liquids | DFO | GT | 5 | 2012 | 6 | 1968 | District of Columbia | 38.8678 | -77.0117 | Map | Map
15274 | Potomac Power Resources | 604 | Buzzard Point | IPP Non-CHP | DC | E3 |  | 18 | 16 | 16 | Petroleum Liquids | DFO | GT | 5 | 2008 | 5 | 1968 | District of Columbia | 38.8678 | -77.0117 | Map | Map
54899 | NAES Corporation - (DE) | 599 | McKee Run | IPP Non-CHP | DE | 1 |  | 18.8 | 17.1 | 17.7 | Natural Gas Steam Turbine | NG | ST | 5 | 2017 | 1 | 1962 | Kent | 39.1762 | -75.5466 | Map | Map | PJM
54899 | NAES Corporation - (DE) | 599 | McKee Run | IPP Non-CHP | DE | 2 |  | 18.8 | 17.4 | 18.2 | Natural Gas Steam Turbine | NG | ST | 5 | 2017 | 3 | 1962 | Kent | 39.1762 | -75.5466 | Map | Map | PJM
9332 | Indian River Operations Inc | 594 | Indian River Generating Station | IPP Non-CHP | DE | 3 |  | 176.8 | 165 | 165 | Conventional Steam Coal | BIT | ST | 1 | 2014 | 3 | 1970 | Sussex | 38.5857 | -75.2341 | Map | Map | PJM
9332 | Indian River Operations Inc | 594 | Indian River Generating Station | IPP Non-CHP | DE | 1 |  | 81.6 | 89 | 89 | Conventional Steam Coal | BIT | ST | 7 | 2013 | 10 | 1957 | Sussex | 38.5857 | -75.2341 | Map | Map | PJM
9332 | Indian River Operations Inc | 594 | Indian River Generating Station | IPP Non-CHP | DE | 2 |  | 81.6 | 89 | 89 | Conventional Steam Coal | BIT | ST | 7 | 2013 | 11 | 1959 | Sussex | 38.5857 | -75.2341 | Map | Map | PJM
16852 | City of Seaford- (DE) | 601 | Seaford | Electric Utility | DE | 1 |  | 1.4 | 1.3 | 1.3 | Petroleum Liquids | DFO | IC | 11 | 2011 | 1 | 1958 | SUSSEX | 38.6489 | -75.6164 | Map | Map
16852 | City of Seaford- (DE) | 601 | Seaford | Electric Utility | DE | 2 |  | 1.4 | 1.3 | 1.3 | Petroleum Liquids | DFO | IC | 11 | 2011 | 1 | 1954 | SUSSEX | 38.6489 | -75.6164 | Map | Map
16852 | City of Seaford- (DE) | 601 | Seaford | Electric Utility | DE | 3 |  | 1.1 | 1.1 | 1.1 | Petroleum Liquids | DFO | IC | 11 | 2011 | 1 | 1950 | SUSSEX | 38.6489 | -75.6164 | Map | Map
16852 | City of Seaford- (DE) | 601 | Seaford | Electric Utility | DE | 6 |  | 2 | 2 | 2 | Petroleum Liquids | DFO | IC | 11 | 2011 | 1 | 1962 | SUSSEX | 38.6489 | -75.6164 | Map | Map
16852 | City of Seaford- (DE) | 601 | Seaford | Electric Utility | DE | 7 |  | 1.1 | 1.1 | 1.1 | Petroleum Liquids | DFO | IC | 11 | 2011 | 2 | 1989 | SUSSEX | 38.6489 | -75.6164 | Map | Map
50006 | Invista | 10793 | Seaford Delaware Plant | Industrial CHP | DE | GEN1 |  | 10 | 9 | 9 | Natural Gas Steam Turbine | NG | ST | 1 | 2010 | 1 | 1939 | Sussex | 38.6311 | -75.6261 | Map | Map | PJM
50006 | Invista | 10793 | Seaford Delaware Plant | Industrial CHP | DE | GEN3 |  | 10 | 9 | 9 | Natural Gas Steam Turbine | NG | ST | 1 | 2010 | 1 | 1939 | Sussex | 38.6311 | -75.6261 | Map | Map | PJM
50006 | Invista | 10793 | Seaford Delaware Plant | Industrial CHP | DE | GEN2 |  | 10 | 9 | 9 | Conventional Steam Coal | BIT | ST | 5 | 2009 | 1 | 1939 | Sussex | 38.6311 | -75.6261 | Map | Map | PJM
10935 | City of Lewes - (DE) | 600 | Lewes | Electric Utility | DE | 7 |  | 1 | 0.9 | 1 | Petroleum Liquids | DFO | IC | 6 | 2006 | 8 | 1993 | Sussex | 38.7694 | -75.1389 | Map | Map
10935 | City of Lewes - (DE) | 600 | Lewes | Electric Utility | DE | 8 |  | 1 | 0.9 | 1 | Petroleum Liquids | DFO | IC | 6 | 2006 | 8 | 1993 | Sussex | 38.7694 | -75.1389 | Map | Map
4252 | Conectiv Delmarva Gen Inc | 596 | R Madison | IPP Non-CHP | DE | MAD |  | 12 | 11 | 12 | Petroleum Liquids | DFO | GT | 12 | 2004 | 11 | 1962 | New Castle | 39.7339 | -75.5644 | Map | Map
21148 | Zapco Energy Tactics Corp | 55776 | Barre | IPP Non-CHP | MA | BA1 |  | 0.5 | 0.4 | 0.4 | Landfill Gas | LFG | IC | 12 | 2017 | 1 | 1996 | Worcester | 42.3875 | -72.0781 | Map | Map | ISNE
21148 | Zapco Energy Tactics Corp | 55776 | Barre | IPP Non-CHP | MA | BA2 |  | 0.5 | 0.4 | 0.4 | Landfill Gas | LFG | IC | 12 | 2017 | 1 | 1996 | Worcester | 42.3875 | -72.0781 | Map | Map | ISNE
58534 | Brayton Point Energy LLC | 1619 | Brayton Point | IPP Non-CHP | MA | 1 |  | 241 | 225.2 | 233.2 | Conventional Steam Coal | BIT | ST | 6 | 2017 | 8 | 1963 | Bristol | 41.7103 | -71.1931 | Map | Map | ISNE
58534 | Brayton Point Energy LLC | 1619 | Brayton Point | IPP Non-CHP | MA | 2 |  | 241 | 237.8 | 236.9 | Conventional Steam Coal | BIT | ST | 6 | 2017 | 7 | 1964 | Bristol | 41.7103 | -71.1931 | Map | Map | ISNE
58534 | Brayton Point Energy LLC | 1619 | Brayton Point | IPP Non-CHP | MA | 3 |  | 642.6 | 575 | 584.9 | Conventional Steam Coal | BIT | ST | 6 | 2017 | 8 | 1969 | Bristol | 41.7103 | -71.1931 | Map | Map | ISNE
58534 | Brayton Point Energy LLC | 1619 | Brayton Point | IPP Non-CHP | MA | 4 |  | 475.5 | 435 | 432.7 | Petroleum Liquids | RFO | ST | 6 | 2017 | 12 | 1974 | Bristol | 41.7103 | -71.1931 | Map | Map | ISNE
56981 | Town of Falmouth | 57654 | Town of Falmouth WWTP | Commercial Non-CHP | MA | WIND1 |  | 1.7 | 0.8 | 0.9 | Onshore Wind Turbine | WND | WT | 6 | 2017 | 3 | 2010 | Barnstable | 41.6067 | -70.6206 | Map | Map | ISNE
56981 | Town of Falmouth | 57654 | Town of Falmouth WWTP | Commercial Non-CHP | MA | WIND2 |  | 1.7 | 0.8 | 0.9 | Onshore Wind Turbine | WND | WT | 6 | 2017 | 2 | 2012 | Barnstable | 41.6067 | -70.6206 | Map | Map | ISNE
6035 | Exelon Power | 1587 | Exelon L Street | IPP Non-CHP | MA | GT1 |  | 18.6 | 16 | 21.8 | Petroleum Liquids | DFO | GT | 10 | 2016 | 9 | 1966 | Suffolk | 42.3392 | -71.0353 | Map | Map | ISNE
57031 | Beacon Power LLC | 57712 | Beacon Power Flywheel System 2 | IPP Non-CHP | MA | TYN2 |  | 2 | 2 | 2 | Flywheels | MWH | FW | 8 | 2016 | 7 | 2009 | Middlesex | 42.6617 | -71.405 | Map | Map | ISNE
59484 | Framingham State University | 59717 | Framingham State University Plant | Commercial Non-CHP | MA | MSC |  | 0.1 | 0.3 | 0.3 | Natural Gas Internal Combustion Engine | NG | IC | 12 | 2015 | 6 | 1974 | Middlesex | 42.2979 | -71.4361 | Map | Map | ISNE
57031 | Beacon Power LLC | 57711 | Beacon Power Flywheel System 1 | IPP Non-CHP | MA | TYN1 |  | 1 | 1 | 1 | Flywheels | MWH | FW | 3 | 2015 | 11 | 2008 | Middlesex | 42.6617 | -71.405 | Map | Map | ISNE
58185 | FirstLight Power Resources, Inc. - MA | 1606 | Mount Tom | IPP Non-CHP | MA | 1 |  | 136 | 143.6 | 145.7 | Conventional Steam Coal | BIT | ST | 6 | 2014 | 11 | 1960 | Hampden | 42.2806 | -72.6055 | Map | Map | ISNE
59928 | Footprint Salem Harbor Development LP | 1626 | Salem Harbor | IPP Non-CHP | MA | 1 |  | 81.9 | 79.7 | 81.4 | Conventional Steam Coal | BIT | ST | 6 | 2014 | 1 | 1952 | Essex | 42.5256 | -70.8772 | Map | Map | ISNE
59928 | Footprint Salem Harbor Development LP | 1626 | Salem Harbor | IPP Non-CHP | MA | 2 |  | 82 | 78 | 78.8 | Conventional Steam Coal | BIT | ST | 6 | 2014 | 9 | 1952 | Essex | 42.5256 | -70.8772 | Map | Map | ISNE
59928 | Footprint Salem Harbor Development LP | 1626 | Salem Harbor | IPP Non-CHP | MA | 3 |  | 165.7 | 149.8 | 149.9 | Conventional Steam Coal | BIT | ST | 6 | 2014 | 8 | 1958 | Essex | 42.5256 | -70.8772 | Map | Map | ISNE
59928 | Footprint Salem Harbor Development LP | 1626 | Salem Harbor | IPP Non-CHP | MA | 4 |  | 475.5 | 436.8 | 437.4 | Petroleum Liquids | RFO | ST | 6 | 2014 | 12 | 1972 | Essex | 42.5256 | -70.8772 | Map | Map | ISNE
2144 | Town of Braintree - (MA) | 1660 | Potter Station 2 | Electric Utility | MA | IC1 |  | 2.7 | 2.3 | 2.3 | Petroleum Liquids | DFO | IC | 5 | 2014 | 7 | 1963 | Norfolk | 42.235 | -70.9672 | Map | Map | ISNE
11267 | Lowell Cogeneration Co LP | 10802 | Lowell Cogeneration Company LP | IPP CHP | MA | GEN1 |  | 25 | 20 | 23 | Natural Gas Fired Combined Cycle | NG | CT | 9 | 2013 | 9 | 1988 | Middlesex | 42.6399 | -71.3228 | Map | Map | ISNE
11267 | Lowell Cogeneration Co LP | 10802 | Lowell Cogeneration Company LP | IPP CHP | MA | GEN2 |  | 8.5 | 8.5 | 8.5 | Natural Gas Fired Combined Cycle | NG | CA | 9 | 2013 | 9 | 1988 | Middlesex | 42.6399 | -71.3228 | Map | Map | ISNE
7049 | General Electric Aircraft Engines | 10029 | General Electric Aircraft Engines | Industrial CHP | MA | GEN8 |  | 21.1 | 19.1 | 19.1 | Natural Gas Fired Combustion Turbine | NG | GT | 8 | 2013 | 1 | 1972 | Essex | 42.45 | -70.9739 | Map | Map | ISNE
8776 | City of Holyoke Gas and Electric Dept. | 54981 | Harris Energy Realty | Electric Utility | MA | GILD |  | 0.4 | 0.3 | 0.3 | Conventional Hydroelectric | WAT | HY | 8 | 2013 | 1 | 1982 | Hampden | 42.2052 | -72.5929 | Map | Map | ISNE
8776 | City of Holyoke Gas and Electric Dept. | 54981 | Harris Energy Realty | Electric Utility | MA | TOM |  | 0.5 | 0.4 | 0.4 | Conventional Hydroelectric | WAT | HY | 8 | 2013 | 1 | 1982 | Hampden | 42.2052 | -72.5929 | Map | Map | ISNE
58534 | Brayton Point Energy LLC | 1619 | Brayton Point | IPP Non-CHP | MA | IC1 |  | 2.7 | 2.5 | 2.5 | Petroleum Liquids | DFO | IC | 6 | 2013 | 3 | 1967 | Bristol | 41.7103 | -71.1931 | Map | Map | ISNE
58534 | Brayton Point Energy LLC | 1619 | Brayton Point | IPP Non-CHP | MA | IC2 |  | 2.7 | 2.5 | 2.5 | Petroleum Liquids | DFO | IC | 6 | 2013 | 3 | 1967 | Bristol | 41.7103 | -71.1931 | Map | Map | ISNE
58534 | Brayton Point Energy LLC | 1619 | Brayton Point | IPP Non-CHP | MA | IC3 |  | 2.7 | 2.5 | 2.5 | Petroleum Liquids | DFO | IC | 6 | 2013 | 3 | 1967 | Bristol | 41.7103 | -71.1931 | Map | Map | ISNE
58534 | Brayton Point Energy LLC | 1619 | Brayton Point | IPP Non-CHP | MA | IC4 |  | 2.7 | 2.5 | 2.5 | Petroleum Liquids | DFO | IC | 6 | 2013 | 3 | 1967 | Bristol | 41.7103 | -71.1931 | Map | Map | ISNE
8776 | City of Holyoke Gas and Electric Dept. | 9864 | Cabot Holyoke | Electric Utility | MA | 6 |  | 10 | 9.3 | 9.3 | Natural Gas Steam Turbine | NG | ST | 3 | 2013 | 8 | 1955 | Hampden | 42.2 | -72.61 | Map | Map | ISNE
8776 | City of Holyoke Gas and Electric Dept. | 9864 | Cabot Holyoke | Electric Utility | MA | 8 |  | 10 | 9.3 | 9.3 | Natural Gas Steam Turbine | NG | ST | 3 | 2013 | 8 | 1951 | Hampden | 42.2 | -72.61 | Map | Map | ISNE
8776 | City of Holyoke Gas and Electric Dept. | 54981 | Harris Energy Realty | Electric Utility | MA | C-AB |  | 0.3 | 0.3 | 0.3 | Conventional Hydroelectric | WAT | HY | 11 | 2012 | 1 | 1982 | Hampden | 42.2052 | -72.5929 | Map | Map | ISNE
8776 | City of Holyoke Gas and Electric Dept. | 54981 | Harris Energy Realty | Electric Utility | MA | C-C |  | 0.3 | 0.3 | 0.3 | Conventional Hydroelectric | WAT | HY | 11 | 2012 | 1 | 1982 | Hampden | 42.2052 | -72.5929 | Map | Map | ISNE
8776 | City of Holyoke Gas and Electric Dept. | 54981 | Harris Energy Realty | Electric Utility | MA | GILA |  | 0.5 | 0.5 | 0.5 | Conventional Hydroelectric | WAT | HY | 11 | 2012 | 1 | 1982 | Hampden | 42.2052 | -72.5929 | Map | Map | ISNE
24591 | Kraft Foods Global Inc | 50425 | Kraft Foods Atlantic Gelatin | Industrial Non-CHP | MA | GEN2 |  | 0.7 | 0.3 | 0.4 | Natural Gas Steam Turbine | NG | ST | 8 | 2012 | 9 | 1988 | Middlesex | 42.4769 | -71.115 | Map | Map
24591 | Kraft Foods Global Inc | 50425 | Kraft Foods Atlantic Gelatin | Industrial Non-CHP | MA | GEN3 |  | 1 | 0.3 | 0.3 | Petroleum Liquids | DFO | IC | 8 | 2012 | 2 | 1978 | Middlesex | 42.4769 | -71.115 | Map | Map
25049 | Gas Recovery Systems Inc | 55589 | GRS Fall River | IPP Non-CHP | MA | 2 |  | 1 | 0.9 | 0.9 | Landfill Gas | LFG | IC | 6 | 2012 | 7 | 2000 | Bristol | 41.7487 | -71.1065 | Map | Map | ISNE
3692 | Clark University | 10408 | Clark University | Commercial CHP | MA | GEN1 |  | 2 | 2 | 2 | Natural Gas Internal Combustion Engine | NG | IC | 5 | 2012 | 6 | 1981 | Worcester | 42.2508 | -71.8226 | Map | Map | ISNE
25049 | Gas Recovery Systems Inc | 55589 | GRS Fall River | IPP Non-CHP | MA | 1 |  | 1 | 0.9 | 0.9 | Landfill Gas | LFG | IC | 5 | 2012 | 7 | 2000 | Bristol | 41.7487 | -71.1065 | Map | Map | ISNE
20096 | Ware Energy Corp | 50419 | Ware Energy | IPP Non-CHP | MA | GEN1 |  | 9.3 | 8.7 | 8.7 | Wood/Wood Waste Biomass | WDS | ST | 1 | 2012 | 12 | 1986 | Hampshire | 42.2347 | -72.8783 | Map | Map
25049 | Gas Recovery Systems Inc | 55590 | Chicopee Electric | IPP Non-CHP | MA | 1 |  | 1 | 0.9 | 0.9 | Landfill Gas | LFG | IC | 1 | 2012 | 7 | 1993 | Hampden | 42.1742 | -72.5311 | Map | Map | ISNE
25049 | Gas Recovery Systems Inc | 55590 | Chicopee Electric | IPP Non-CHP | MA | 2 |  | 1 | 0.9 | 0.9 | Landfill Gas | LFG | IC | 1 | 2012 | 7 | 1993 | Hampden | 42.1742 | -72.5311 | Map | Map | ISNE
6315 | Fellsway Development LLC | 54992 | Fellsway Development LLC | Commercial CHP | MA | CAT1 |  | 0.7 | 0.7 | 0.7 | Petroleum Liquids | DFO | IC | 8 | 2011 | 1 | 1972 | Middlesex | 42.4528 | -71.0894 | Map | Map
6315 | Fellsway Development LLC | 54992 | Fellsway Development LLC | Commercial CHP | MA | CAT2 |  | 1 | 0.8 | 0.8 | Petroleum Liquids | DFO | IC | 8 | 2011 | 1 | 1976 | Middlesex | 42.4528 | -71.0894 | Map | Map
6315 | Fellsway Development LLC | 54992 | Fellsway Development LLC | Commercial CHP | MA | GT |  | 0.8 | 0.6 | 0.7 | Natural Gas Fired Combustion Turbine | NG | GT | 8 | 2011 | 1 | 1969 | Middlesex | 42.4528 | -71.0894 | Map | Map
6315 | Fellsway Development LLC | 54992 | Fellsway Development LLC | Commercial CHP | MA | ST |  | 0.2 | 0.2 | 0.2 | Other Waste Biomass | AB | ST | 8 | 2011 | 6 | 1996 | Middlesex | 42.4528 | -71.0894 | Map | Map
50081 | AE Operations LLC | 54373 | Southbridge Energy Center LLC | Industrial CHP | MA | ENG5 |  | 1.3 | 1.3 | 1.3 | Natural Gas Internal Combustion Engine | NG | IC | 7 | 2011 | 1 | 2001 | Worcester | 42.0736 | -72.0219 | Map | Map | ISNE
29878 | Somerset Power LLC | 1613 | Somerset Station | IPP Non-CHP | MA | JET2 |  | 25 | 18.3 | 23 | Petroleum Liquids | DFO | GT | 6 | 2011 | 5 | 1971 | Bristol | 41.7379 | -71.1455 | Map | Map
772 | Archer Daniels Midland Co | 55046 | Mansfield | Industrial CHP | MA | GEN1 |  | 1 | 1 | 1 | Natural Gas Internal Combustion Engine | NG | IC | 5 | 2011 | 11 | 1993 | Bristol | 42.0401 | -71.2138 | Map | Map | ISNE
772 | Archer Daniels Midland Co | 55046 | Mansfield | Industrial CHP | MA | GEN2 |  | 1 | 1 | 1 | Natural Gas Internal Combustion Engine | NG | IC | 5 | 2011 | 11 | 1993 | Bristol | 42.0401 | -71.2138 | Map | Map | ISNE
772 | Archer Daniels Midland Co | 55046 | Mansfield | Industrial CHP | MA | GEN3 |  | 1 | 1 | 1 | Natural Gas Internal Combustion Engine | NG | IC | 5 | 2011 | 11 | 1993 | Bristol | 42.0401 | -71.2138 | Map | Map | ISNE
50081 | AE Operations LLC | 54373 | Southbridge Energy Center LLC | Industrial CHP | MA | ENG1 |  | 1.3 | 1.3 | 1.3 | Natural Gas Internal Combustion Engine | NG | IC | 4 | 2011 | 6 | 2001 | Worcester | 42.0736 | -72.0219 | Map | Map | ISNE
29878 | Somerset Power LLC | 1613 | Somerset Station | IPP Non-CHP | MA | 6 |  | 100 | 109.1 | 108.5 | Conventional Steam Coal | BIT | ST | 1 | 2011 | 7 | 1959 | Bristol | 41.7379 | -71.1455 | Map | Map
5989 | Erving Paper Mills Inc | 54228 | Erving Paper Mills | Industrial CHP | MA | 1 |  | 2.5 | 0.3 | 0.6 | Petroleum Liquids | RFO | ST | 1 | 2011 | 7 | 1988 | Franklin | 42.5983 | -72.3875 | Map | Map | ISNE
25049 | Gas Recovery Systems Inc | 55584 | East Bridgewater | IPP Non-CHP | MA | 1 |  | 1 | 0.9 | 0.9 | Landfill Gas | LFG | IC | 12 | 2010 | 2 | 1997 | Plymouth | 42.0619 | -70.9794 | Map | Map | ISNE
25049 | Gas Recovery Systems Inc | 55584 | East Bridgewater | IPP Non-CHP | MA | 2 |  | 1 | 0.9 | 0.9 | Landfill Gas | LFG | IC | 12 | 2010 | 2 | 1997 | Plymouth | 42.0619 | -70.9794 | Map | Map | ISNE
25049 | Gas Recovery Systems Inc | 55584 | East Bridgewater | IPP Non-CHP | MA | 3 |  | 1 | 0.9 | 0.9 | Landfill Gas | LFG | IC | 12 | 2010 | 2 | 1997 | Plymouth | 42.0619 | -70.9794 | Map | Map | ISNE
25049 | Gas Recovery Systems Inc | 55584 | East Bridgewater | IPP Non-CHP | MA | 4 |  | 1 | 0.9 | 0.9 | Landfill Gas | LFG | IC | 12 | 2010 | 2 | 1997 | Plymouth | 42.0619 | -70.9794 | Map | Map | ISNE
25049 | Gas Recovery Systems Inc | 55584 | East Bridgewater | IPP Non-CHP | MA | 5 |  | 1 | 0.9 | 0.9 | Landfill Gas | LFG | IC | 12 | 2010 | 2 | 1997 | Plymouth | 42.0619 | -70.9794 | Map | Map | ISNE
25049 | Gas Recovery Systems Inc | 55584 | East Bridgewater | IPP Non-CHP | MA | 6 |  | 1 | 0.9 | 0.9 | Landfill Gas | LFG | IC | 12 | 2010 | 2 | 1997 | Plymouth | 42.0619 | -70.9794 | Map | Map | ISNE
50081 | AE Operations LLC | 54373 | Southbridge Energy Center LLC | Industrial CHP | MA | ENG4 |  | 1.3 | 1.3 | 1.3 | Natural Gas Internal Combustion Engine | NG | IC | 11 | 2010 | 1 | 2001 | Worcester | 42.0736 | -72.0219 | Map | Map | ISNE
11624 | City of Marblehead - (MA) | 6585 | Commercial Street | Electric Utility | MA | 2 |  | 1.1 | 1 | 1 | Petroleum Liquids | DFO | IC | 6 | 2010 | 11 | 1975 | Essex | 42.4958 | -70.8547 | Map | Map | ISNE
25049 | Gas Recovery Systems Inc | 55585 | Randolph Electric | IPP Non-CHP | MA | 1 |  | 1 | 0.9 | 0.9 | Landfill Gas | LFG | IC | 6 | 2010 | 2 | 2000 | Norfolk | 42.1806 | -71.08 | Map | Map | ISNE
25049 | Gas Recovery Systems Inc | 55585 | Randolph Electric | IPP Non-CHP | MA | 2 |  | 1 | 0.9 | 0.9 | Landfill Gas | LFG | IC | 6 | 2010 | 2 | 2000 | Norfolk | 42.1806 | -71.08 | Map | Map | ISNE
25049 | Gas Recovery Systems Inc | 55585 | Randolph Electric | IPP Non-CHP | MA | 3 |  | 1 | 0.9 | 0.9 | Landfill Gas | LFG | IC | 6 | 2010 | 2 | 2000 | Norfolk | 42.1806 | -71.08 | Map | Map | ISNE
25049 | Gas Recovery Systems Inc | 55586 | Halifax Electric | IPP Non-CHP | MA | 1 |  | 1 | 0.9 | 0.9 | Landfill Gas | LFG | IC | 6 | 2010 | 4 | 1997 | Plymouth | 41.9992 | -70.8519 | Map | Map | ISNE
25049 | Gas Recovery Systems Inc | 55586 | Halifax Electric | IPP Non-CHP | MA | 2 |  | 1 | 0.9 | 0.9 | Landfill Gas | LFG | IC | 6 | 2010 | 4 | 1997 | Plymouth | 41.9992 | -70.8519 | Map | Map | ISNE
25049 | Gas Recovery Systems Inc | 55586 | Halifax Electric | IPP Non-CHP | MA | 3 |  | 1 | 0.9 | 0.9 | Landfill Gas | LFG | IC | 6 | 2010 | 4 | 1997 | Plymouth | 41.9992 | -70.8519 | Map | Map | ISNE
8776 | City of Holyoke Gas and Electric Dept. | 9864 | Cabot Holyoke | Electric Utility | MA | 9 |  | 6 | 5.7 | 5.7 | Natural Gas Steam Turbine | NG | ST | 12 | 2009 | 88 | 1941 | Hampden | 42.2 | -72.61 | Map | Map | ISNE
50081 | AE Operations LLC | 54373 | Southbridge Energy Center LLC | Industrial CHP | MA | ENG3 |  | 1.3 | 1.3 | 1.3 | Natural Gas Internal Combustion Engine | NG | IC | 4 | 2009 | 1 | 2001 | Worcester | 42.0736 | -72.0219 | Map | Map | ISNE
13529 | Newark Group Inc | 55012 | Haverhill Paperboard | Industrial CHP | MA | 1 |  | 1.5 | 1.5 | 1.5 | Natural Gas Steam Turbine | NG | ST | 8 | 2008 | 1 | 1935 | North Essex | 42.0683 | -71.0503 | Map | Map
13529 | Newark Group Inc | 55012 | Haverhill Paperboard | Industrial CHP | MA | 2 |  | 2.5 | 2.5 | 2.5 | Natural Gas Steam Turbine | NG | ST | 8 | 2008 | 1 | 1954 | North Essex | 42.0683 | -71.0503 | Map | Map
50081 | AE Operations LLC | 54373 | Southbridge Energy Center LLC | Industrial CHP | MA | ENG2 |  | 1.3 | 1.3 | 1.3 | Natural Gas Internal Combustion Engine | NG | IC | 3 | 2008 | 6 | 2001 | Worcester | 42.0736 | -72.0219 | Map | Map | ISNE
56171 | Bicent Power | 54586 | Tanner Street Generation | IPP Non-CHP | MA | V643 |  | 65.5 | 58 | 58 | Natural Gas Fired Combined Cycle | NG | CT | 12 | 2007 | 10 | 1992 | Middlesex | 42.6321 | -71.3132 | Map | Map | ISNE
57228 | Lowell LLC | 55095 | Lowell Landfill | IPP Non-CHP | MA | UNT1 |  | 0.8 | 0.8 | 0.8 | Landfill Gas | LFG | IC | 10 | 2007 | 8 | 1997 | Middlesex | 42.625 | -71.3519 | Map | Map
57228 | Lowell LLC | 55095 | Lowell Landfill | IPP Non-CHP | MA | UNT2 |  | 0.8 | 0.8 | 0.8 | Landfill Gas | LFG | IC | 10 | 2007 | 8 | 1997 | Middlesex | 42.625 | -71.3519 | Map | Map
6035 | Exelon Power | 1589 | New Boston Generating Station | IPP Non-CHP | MA | 1 |  | 359 | 350 | 354.9 | Natural Gas Steam Turbine | NG | ST | 9 | 2007 | 8 | 1965 | Suffolk | 42.3392 | -71.0353 | Map | Map
13206 | Nantucket Electric Co | 1615 | Nantucket | Electric Utility | MA | 14 |  | 2.5 | 2.5 | 2.5 | Petroleum Liquids | DFO | IC | 8 | 2007 | 4 | 1995 | Nantucket | 41.2583 | -70.0517 | Map | Map | ISNE
13206 | Nantucket Electric Co | 1615 | Nantucket | Electric Utility | MA | 15 |  | 2.5 | 2.5 | 2.5 | Petroleum Liquids | DFO | IC | 8 | 2007 | 4 | 1995 | Nantucket | 41.2583 | -70.0517 | Map | Map | ISNE
13206 | Nantucket Electric Co | 1615 | Nantucket | Electric Utility | MA | 16 |  | 2.5 | 2.5 | 2.5 | Petroleum Liquids | DFO | IC | 8 | 2007 | 2 | 1998 | Nantucket | 41.2583 | -70.0517 | Map | Map | ISNE
13206 | Nantucket Electric Co | 1615 | Nantucket | Electric Utility | MA | 17 |  | 2.5 | 2.5 | 2.5 | Petroleum Liquids | DFO | IC | 8 | 2007 | 2 | 1998 | Nantucket | 41.2583 | -70.0517 | Map | Map | ISNE
2144 | Town of Braintree - (MA) | 1660 | Potter Station 2 | Electric Utility | MA | IC2 |  | 2.7 | 2.3 | 2.3 | Petroleum Liquids | DFO | IC | 1 | 2007 | 7 | 1963 | Norfolk | 42.235 | -70.9672 | Map | Map | ISNE
54726 | Pepperell Realty LLC | 10522 | Indeck Pepperell Power Facility | IPP Non-CHP | MA | GEN1 |  | 28.4 | 20.9 | 27.9 | Natural Gas Fired Combustion Turbine | NG | GT | 12 | 2006 | 12 | 1989 | Middlesex | 42.6675 | -71.5756 | Map | Map
17771 | Specialty Minerals Inc | 50356 | Specialty Minerals | Industrial CHP | MA | 1 |  | 4.8 | 4.8 | 4.8 | Natural Gas Internal Combustion Engine | NG | IC | 12 | 2006 | 11 | 1988 | Berkshire | 42.6333 | -73.1181 | Map | Map
21678 | Riverdale Mills Corp | 50601 | Riverdale Mills | Industrial Non-CHP | MA | GEN2 |  | 0.6 | 0.6 | 0.6 | Natural Gas Internal Combustion Engine | NG | IC | 7 | 2006 | 12 | 1988 | Worcester | 42.1403 | -71.6389 | Map | Map
13206 | Nantucket Electric Co | 1615 | Nantucket | Electric Utility | MA | 10 |  | 1.2 | 1 | 1 | Petroleum Liquids | DFO | IC | 6 | 2006 | 7 | 1987 | Nantucket | 41.2583 | -70.0517 | Map | Map | ISNE
13206 | Nantucket Electric Co | 1615 | Nantucket | Electric Utility | MA | 11 |  | 1.2 | 1 | 1 | Petroleum Liquids | DFO | IC | 6 | 2006 | 7 | 1987 | Nantucket | 41.2583 | -70.0517 | Map | Map | ISNE
21678 | Riverdale Mills Corp | 50601 | Riverdale Mills | Industrial Non-CHP | MA | GEN1 |  | 0.6 | 0.6 | 0.6 | Natural Gas Internal Combustion Engine | NG | IC | 5 | 2006 | 12 | 1988 | Worcester | 42.1403 | -71.6389 | Map | Map
9442 | Town of Ipswich - (MA) | 1670 | High Street Station | Electric Utility | MA | 3 |  | 0.7 | 0.7 | 0.6 | Petroleum Liquids | DFO | IC | 4 | 2006 | 6 | 1941 | Essex | 42.6986 | -70.8697 | Map | Map | ISNE
9442 | Town of Ipswich - (MA) | 1670 | High Street Station | Electric Utility | MA | 4 |  | 0.6 | 0.6 | 0.6 | Petroleum Liquids | DFO | IC | 4 | 2006 | 6 | 1937 | Essex | 42.6986 | -70.8697 | Map | Map | ISNE
12339 | Merrimac Paper Co Inc | 10179 | Merrimac Paper | Industrial CHP | MA | 1 |  | 0.2 | 0.2 | 0.2 | Conventional Hydroelectric | WAT | HY | 4 | 2005 | 7 | 1960 | Essex | 42.7003 | -71.1633 | Map | Map
12339 | Merrimac Paper Co Inc | 10179 | Merrimac Paper | Industrial CHP | MA | 2 |  | 0.4 | 0.4 | 0.4 | Conventional Hydroelectric | WAT | HY | 4 | 2005 | 7 | 1960 | Essex | 42.7003 | -71.1633 | Map | Map
12339 | Merrimac Paper Co Inc | 10179 | Merrimac Paper | Industrial CHP | MA | 3 |  | 0.6 | 0.6 | 0.6 | Conventional Hydroelectric | WAT | HY | 4 | 2005 | 7 | 1960 | Essex | 42.7003 | -71.1633 | Map | Map
12339 | Merrimac Paper Co Inc | 10179 | Merrimac Paper | Industrial CHP | MA | 4 |  | 0.3 | 0.3 | 0.2 | Conventional Hydroelectric | WAT | HY | 4 | 2005 | 7 | 1960 | Essex | 42.7003 | -71.1633 | Map | Map
12339 | Merrimac Paper Co Inc | 10179 | Merrimac Paper | Industrial CHP | MA | COON |  | 0.3 | 0.1 | 0.2 | Petroleum Liquids | RFO | ST | 4 | 2005 | 1 | 1990 | Essex | 42.7003 | -71.1633 | Map | Map
59528 | Veolia - Kendall Green Energy | 1595 | Kendall Square Station | IPP CHP | MA | JET2 |  | 20 | 20 | 20 | Petroleum Liquids | JF | GT | 9 | 2004 | 3 | 1972 | Middlesex | 42.3633 | -71.0792 | Map | Map | ISNE
11427 | Massachusetts Wtr Rauth-Deer I | 10823 | Deer Island Treatment Plant | Commercial CHP | MA | 6ENT |  | 6 | 6 | 6 | Other Waste Biomass | OBG | IC | 3 | 2004 | 12 | 1989 | Suffolk | 42.3533 | -70.9628 | Map | Map | ISNE
11427 | Massachusetts Wtr Rauth-Deer I | 10823 | Deer Island Treatment Plant | Commercial CHP | MA | 7ENT |  | 6 | 6 | 6 | Other Waste Biomass | OBG | IC | 3 | 2004 | 12 | 1989 | Suffolk | 42.3533 | -70.9628 | Map | Map | ISNE
49965 | Constellation Mystic Power LLC | 1588 | Mystic Generating Station | IPP Non-CHP | MA | 4 |  | 156.2 | 95.4 | 90 | Petroleum Liquids | RFO | ST | 12 | 2003 | 11 | 1957 | Middlesex | 42.3908 | -71.0675 | Map | Map | ISNE
49965 | Constellation Mystic Power LLC | 1588 | Mystic Generating Station | IPP Non-CHP | MA | 5 |  | 156.2 | 91.6 | 90.9 | Petroleum Liquids | RFO | ST | 12 | 2003 | 6 | 1959 | Middlesex | 42.3908 | -71.0675 | Map | Map | ISNE
49965 | Constellation Mystic Power LLC | 1588 | Mystic Generating Station | IPP Non-CHP | MA | 6 |  | 156.2 | 28 | 95.1 | Petroleum Liquids | RFO | ST | 12 | 2003 | 4 | 1961 | Middlesex | 42.3908 | -71.0675 | Map | Map | ISNE
8973 | Town of Hudson - (MA) | 9038 | Cherry Street | Electric Utility | MA | 9 |  | 3 | 2.3 | 2.3 | Petroleum Liquids | DFO | IC | 12 | 2003 | 4 | 1960 | Middlesex | 42.3886 | -71.56 | Map | Map | ISNE
15371 | Town of Princeton - (MA) | 7501 | Princeton Wind Farm | Electric Utility | MA | 1 |  | 0.3 | 0.3 | 0.3 | Onshore Wind Turbine | WND | WT | 10 | 2003 | 10 | 1984 | Worcester | 42.4789 | -71.9 | Map | Map | ISNE
28543 | Bay State GPX Inc | 50381 | Agawam Gate Station | IPP Non-CHP | MA | COGN |  | 0.4 | 0.4 | 0.4 | Natural Gas Internal Combustion Engine | NG | IC | 7 | 2003 | 8 | 1989 | Hampden | 42.0706 | -72.6225 | Map | Map
28543 | Bay State GPX Inc | 50381 | Agawam Gate Station | IPP Non-CHP | MA | TURB |  | 1.6 | 1.5 | 1.5 | Other Natural Gas | NG | OT | 7 | 2003 | 8 | 1989 | Hampden | 42.0706 | -72.6225 | Map | Map
49894 | Harvard University | 1594 | Blackstone Street | IPP CHP | MA | 1 |  | 12.5 | 12.6 | 12.6 | Petroleum Liquids | RFO | ST | 4 | 2003 | 1 | 1930 | Middlesex | 42.3642 | -71.115 | Map | Map
6035 | Exelon Power | 1589 | New Boston Generating Station | IPP Non-CHP | MA | 2 |  | 358.7 | 352 | 351 | Natural Gas Steam Turbine | NG | ST | 11 | 2002 | 7 | 1967 | Suffolk | 42.3392 | -71.0353 | Map | Map
13535 | Newark Atlantic Paperboard Co | 10454 | Newark Atlantic Paperboard | Industrial CHP | MA | 1 |  | 3 | 3 | 3 | Natural Gas Steam Turbine | NG | ST | 9 | 2002 | 1 | 1953 | Essex | 42.7019 | -71.1642 | Map | Map
24591 | Kraft Foods Global Inc | 50425 | Kraft Foods Atlantic Gelatin | Industrial Non-CHP | MA | GEN1 |  | 7.5 | 2.5 | 3.5 | Natural Gas Steam Turbine | NG | ST | 7 | 2002 | 2 | 1978 | Middlesex | 42.4769 | -71.115 | Map | Map
56401 | NAEA Energy Massachusetts LLC | 1642 | Essential Power Massachusetts LLC | IPP Non-CHP | MA | WS1 |  | 51 | 47.4 | 47.9 | Petroleum Liquids | RFO | ST | 4 | 2002 | 1 | 1949 | Hampden | 42.095 | -72.595 | Map | Map | ISNE
56401 | NAEA Energy Massachusetts LLC | 1642 | Essential Power Massachusetts LLC | IPP Non-CHP | MA | WS2 |  | 51 | 47.4 | 47.9 | Petroleum Liquids | RFO | ST | 4 | 2002 | 1 | 1952 | Hampden | 42.095 | -72.595 | Map | Map | ISNE
57128 | Bloom Energy | 59282 | Green Machine | IPP Non-CHP | MD | BBX00 |  | 1.7 | 1.6 | 1.6 | Other Natural Gas | NG | FC | 9 | 2016 | 6 | 2013 | Anne Arundel | 39.1089 | -76.7714 | Map | Map | PJM
4161 | Constellation Power Source Gen | 1559 | Riverside (MD) | IPP Non-CHP | MD | 4 |  | 72.2 | 74 | 74 | Natural Gas Steam Turbine | NG | ST | 5 | 2016 | 9 | 1951 | Baltimore | 39.2369 | -76.5133 | Map | Map | PJM
49770 | Energy Recovery Operations, Inc | 54935 | Harford Waste to Energy Facility | Commercial CHP | MD | 001 |  | 1.2 | 1.1 | 1.1 | Municipal Solid Waste | MSW | ST | 3 | 2016 | 12 | 1987 | Harford | 39.4039 | -76.3172 | Map | Map | PJM
4161 | Constellation Power Source Gen | 1556 | Perryman | IPP Non-CHP | MD | GT2 |  | 53.1 | 51 | 51 | Petroleum Liquids | DFO | GT | 2 | 2016 | 4 | 1972 | Harford | 39.4428 | -76.2218 | Map | Map | PJM
57322 | Naval Facilities Engineering Command | 57944 | Goddard Steam Plant | Commercial CHP | MD | 1 |  | 6.2 | 5 | 3.5 | Petroleum Liquids | RFO | ST | 9 | 2015 | 7 | 1957 | Charles | 38.5868 | -77.1731 | Map | Map | PJM
57322 | Naval Facilities Engineering Command | 57944 | Goddard Steam Plant | Commercial CHP | MD | 2 |  | 6.2 | 5 | 3.5 | Petroleum Liquids | RFO | ST | 9 | 2015 | 7 | 1957 | Charles | 38.5868 | -77.1731 | Map | Map | PJM
4161 | Constellation Power Source Gen | 1559 | Riverside (MD) | IPP Non-CHP | MD | GT6 |  | 135 | 115 | 115 | Natural Gas Fired Combustion Turbine | NG | GT | 6 | 2014 | 4 | 1970 | Baltimore | 39.2369 | -76.5133 | Map | Map | PJM
55894 | Worcester County Renewable Energy LLC | 56641 | Worcester County Renewable Energy | IPP Non-CHP | MD | 1 |  | 1 | 1 | 1 | Landfill Gas | LFG | IC | 4 | 2013 | 7 | 2008 | Worcester | 38.2175 | -75.3161 | Map | Map | PJM
55894 | Worcester County Renewable Energy LLC | 56641 | Worcester County Renewable Energy | IPP Non-CHP | MD | 2 |  | 1 | 1 | 1 | Landfill Gas | LFG | IC | 4 | 2013 | 8 | 2008 | Worcester | 38.2175 | -75.3161 | Map | Map | PJM
23279 | Allegheny Energy Supply Co LLC | 1570 | FirstEnergy R Paul Smith Power Station | IPP Non-CHP | MD | 11 |  | 75 | 87 | 88 | Conventional Steam Coal | BIT | ST | 9 | 2012 | 11 | 1958 | Washington | 39.595 | -77.8269 | Map | Map | PJM
23279 | Allegheny Energy Supply Co LLC | 1570 | FirstEnergy R Paul Smith Power Station | IPP Non-CHP | MD | 9 |  | 34.5 | 28 | 28 | Conventional Steam Coal | BIT | ST | 9 | 2012 | 10 | 1947 | Washington | 39.595 | -77.8269 | Map | Map | PJM
55877 | RG Steel, LLC | 10485 | RG Steel Sparrows Point, LLC | Industrial CHP | MD | GEN1 | H001 | 30 | 152.3 | 152.4 | Other Gases | BFG | ST | 6 | 2012 | 1 | 1949 | Baltimore | 39.213 | -76.4729 | Map | Map
55877 | RG Steel, LLC | 10485 | RG Steel Sparrows Point, LLC | Industrial CHP | MD | GEN2 | H001 | 30 |  |  | Other Gases | BFG | ST | 6 | 2012 | 1 | 1949 | Baltimore | 39.213 | -76.4729 | Map | Map
55877 | RG Steel, LLC | 10485 | RG Steel Sparrows Point, LLC | Industrial CHP | MD | GEN3 | H001 | 30 |  |  | Other Gases | BFG | ST | 6 | 2012 | 1 | 1949 | Baltimore | 39.213 | -76.4729 | Map | Map
55877 | RG Steel, LLC | 10485 | RG Steel Sparrows Point, LLC | Industrial CHP | MD | GEN4 | H001 | 30 |  |  | Other Gases | BFG | ST | 6 | 2012 | 1 | 1949 | Baltimore | 39.213 | -76.4729 | Map | Map
54699 | Solo Cup Co | 56040 | Solo Cup Co | IPP CHP | MD | 1 |  | 5.6 | 5.6 | 5.6 | Natural Gas Internal Combustion Engine | NG | IC | 4 | 2012 | 6 | 2002 | Baltimore | 39.4 | -76.7667 | Map | Map | PJM
54699 | Solo Cup Co | 56040 | Solo Cup Co | IPP CHP | MD | 2 |  | 5.6 | 5.6 | 5.6 | Natural Gas Internal Combustion Engine | NG | IC | 4 | 2012 | 6 | 2002 | Baltimore | 39.4 | -76.7667 | Map | Map | PJM
19164 | Trigen-Cinergy Solutions - Baltimore | 56045 | Millennium Hawkins Point | IPP CHP | MD | 1A |  | 1.5 | 1.1 | 1.5 | Natural Gas Fired Combustion Turbine | NG | GT | 6 | 2009 | 5 | 2000 | Baltimore | 39.2083 | -75.4583 | Map | Map
19164 | Trigen-Cinergy Solutions - Baltimore | 56045 | Millennium Hawkins Point | IPP CHP | MD | 1B |  | 1.5 | 1.1 | 1.5 | Natural Gas Fired Combustion Turbine | NG | GT | 6 | 2009 | 5 | 2000 | Baltimore | 39.2083 | -75.4583 | Map | Map
19164 | Trigen-Cinergy Solutions - Baltimore | 56045 | Millennium Hawkins Point | IPP CHP | MD | 2A |  | 1.5 | 1.1 | 1.5 | Natural Gas Fired Combustion Turbine | NG | GT | 6 | 2009 | 5 | 2000 | Baltimore | 39.2083 | -75.4583 | Map | Map
19164 | Trigen-Cinergy Solutions - Baltimore | 56045 | Millennium Hawkins Point | IPP CHP | MD | 2B |  | 1.5 | 1.1 | 1.5 | Natural Gas Fired Combustion Turbine | NG | GT | 6 | 2009 | 5 | 2000 | Baltimore | 39.2083 | -75.4583 | Map | Map
19164 | Trigen-Cinergy Solutions - Baltimore | 56045 | Millennium Hawkins Point | IPP CHP | MD | 3A |  | 1.5 | 1.1 | 1.5 | Natural Gas Fired Combustion Turbine | NG | GT | 6 | 2009 | 5 | 2000 | Baltimore | 39.2083 | -75.4583 | Map | Map
19164 | Trigen-Cinergy Solutions - Baltimore | 56045 | Millennium Hawkins Point | IPP CHP | MD | 3B |  | 1.5 | 1.1 | 1.5 | Natural Gas Fired Combustion Turbine | NG | GT | 6 | 2009 | 5 | 2002 | Baltimore | 39.2083 | -75.4583 | Map | Map
19164 | Trigen-Cinergy Solutions - Baltimore | 56045 | Millennium Hawkins Point | IPP CHP | MD | ST1 |  | 1.5 | 0.5 | 1 | Natural Gas Steam Turbine | NG | ST | 6 | 2009 | 8 | 2000 | Baltimore | 39.2083 | -75.4583 | Map | Map
44135 | 8309 Tujunga Avenue Corp | 52203 | Gude | IPP Non-CHP | MD | GUD1 |  | 1.4 | 1.3 | 1.3 | Landfill Gas | LFG | IC | 1 | 2006 | 12 | 1985 | Montgomery | 39.1056 | -77.145 | Map | Map
44135 | 8309 Tujunga Avenue Corp | 52203 | Gude | IPP Non-CHP | MD | GUD2 |  | 1.4 | 1.3 | 1.3 | Landfill Gas | LFG | IC | 1 | 2006 | 12 | 1985 | Montgomery | 39.1056 | -77.145 | Map | Map
9303 | Bucksport Generation LLC | 50243 | Bucksport Generation LLC | IPP CHP | ME | GEN2 | CC1 | 15.6 | 21 | 21 | Wood/Wood Waste Biomass | WDS | ST | 1 | 2017 | 7 | 1965 | Hancock | 44.5738 | -68.8046 | Map | Map | ISNE
56383 | Lignetics of Maine, LLC. | 55034 | Lignetics of Maine, LLC. | Industrial CHP | ME | 0001 |  | 1.3 | 0.4 | 0.4 | Wood/Wood Waste Biomass | WDS | ST | 1 | 2017 | 8 | 1980 | Franklin | 44.8061 | -70.2186 | Map | Map | ISNE
56383 | Lignetics of Maine, LLC. | 55034 | Lignetics of Maine, LLC. | Industrial CHP | ME | 0002 |  | 0.7 | 0.5 | 0.5 | Wood/Wood Waste Biomass | WDS | ST | 1 | 2017 | 10 | 2004 | Franklin | 44.8061 | -70.2186 | Map | Map | ISNE
49969 | Lincoln Paper and Tissue, LLC | 54587 | Lincoln Paper & Tissue | Industrial CHP | ME | TG-3 |  | 13.5 | 9 | 11 | Wood/Wood Waste Biomass | WDS | ST | 12 | 2015 | 12 | 2007 | Penobscot | 45.3669 | -68.5106 | Map | Map | ISNE
7662 | Gallop Power Greenville, LLC | 54852 | Greenville Steam | IPP Non-CHP | ME | 1 |  | 15.6 | 16 | 16 | Wood/Wood Waste Biomass | WDS | ST | 9 | 2015 | 1 | 1988 | Piscataquis | 45.4542 | -69.61 | Map | Map | ISNE
1179 | Emera Maine | 1474 | Medway | Electric Utility | ME | IC1 |  | 2 | 2 | 2.2 | Petroleum Liquids | DFO | IC | 3 | 2015 | 7 | 1960 | Penobscot | 45.6078 | -68.5444 | Map | Map | ISNE
1179 | Emera Maine | 1474 | Medway | Electric Utility | ME | IC2 |  | 2 | 2 | 2.2 | Petroleum Liquids | DFO | IC | 3 | 2015 | 7 | 1960 | Penobscot | 45.6078 | -68.5444 | Map | Map | ISNE
1179 | Emera Maine | 1474 | Medway | Electric Utility | ME | IC3 |  | 2 | 2 | 2.2 | Petroleum Liquids | DFO | IC | 3 | 2015 | 7 | 1960 | Penobscot | 45.6078 | -68.5444 | Map | Map | ISNE
1179 | Emera Maine | 1474 | Medway | Electric Utility | ME | IC4 |  | 2 | 2 | 2.2 | Petroleum Liquids | DFO | IC | 3 | 2015 | 7 | 1960 | Penobscot | 45.6078 | -68.5444 | Map | Map | ISNE
59178 | Brookfield Black Bear Hydro, LLC | 1472 | Howland Hydro Station | IPP Non-CHP | ME | HL01 |  | 0.6 | 0.6 | 0.6 | Conventional Hydroelectric | WAT | HY | 1 | 2015 | 7 | 1921 | Penobscot | 45.2386 | -68.6572 | Map | Map | ISNE
59178 | Brookfield Black Bear Hydro, LLC | 1472 | Howland Hydro Station | IPP Non-CHP | ME | HL02 |  | 0.6 | 0.6 | 0.6 | Conventional Hydroelectric | WAT | HY | 1 | 2015 | 7 | 1916 | Penobscot | 45.2386 | -68.6572 | Map | Map | ISNE
59178 | Brookfield Black Bear Hydro, LLC | 1472 | Howland Hydro Station | IPP Non-CHP | ME | HL03 |  | 0.6 | 0.6 | 0.6 | Conventional Hydroelectric | WAT | HY | 1 | 2015 | 7 | 1916 | Penobscot | 45.2386 | -68.6572 | Map | Map | ISNE
1179 | Emera Maine | 1466 | Bar Harbor | Electric Utility | ME | 2 |  | 2 | 2 | 2.2 | Petroleum Liquids | DFO | IC | 5 | 2014 | 11 | 1961 | Hancock | 44.3817 | -68.2869 | Map | Map | ISNE
1179 | Emera Maine | 1466 | Bar Harbor | Electric Utility | ME | 4 |  | 2 | 2 | 2.2 | Petroleum Liquids | DFO | IC | 5 | 2014 | 11 | 1961 | Hancock | 44.3817 | -68.2869 | Map | Map | ISNE
12971 | Worcester Energy Partners Inc | 10165 | Worcester Energy | IPP Non-CHP | ME | GEN1 |  | 7.2 | 4 | 7 | Wood/Wood Waste Biomass | WDS | ST | 12 | 2013 | 3 | 1989 | Washington | 44.7353 | -68.0325 | Map | Map | ISNE
12971 | Worcester Energy Partners Inc | 10165 | Worcester Energy | IPP Non-CHP | ME | GEN2 |  | 18.6 | 13 | 15 | Wood/Wood Waste Biomass | WDS | ST | 12 | 2013 | 3 | 1989 | Washington | 44.7353 | -68.0325 | Map | Map | ISNE
56448 | MFGR LLC | 10700 | Red Shield Envir Old Town Facility | Industrial CHP | ME | TG2 |  | 3 | 3 | 3 | Petroleum Liquids | RFO | ST | 12 | 2013 | 7 | 1956 | Penobscot | 44.9181 | -68.6355 | Map | Map | ISNE
56448 | MFGR LLC | 10700 | Red Shield Envir Old Town Facility | Industrial CHP | ME | TG5 |  | 9.5 | 8.8 | 9.5 | Natural Gas Fired Combustion Turbine | NG | GT | 12 | 2013 | 12 | 2002 | Penobscot | 44.9181 | -68.6355 | Map | Map | ISNE
57207 | HC-50 MAIN STREET, LLC | 55829 | Millinocket Mill | Industrial CHP | ME | M1S1 |  | 15.6 | 14.5 | 14.7 | Petroleum Liquids | RFO | ST | 12 | 2013 | 7 | 1957 | Penobscot | 45.6474 | -68.7069 | Map | Map | ISNE
57207 | HC-50 MAIN STREET, LLC | 55829 | Millinocket Mill | Industrial CHP | ME | M1S2 |  | 15.6 | 14.5 | 14.7 | Petroleum Liquids | RFO | ST | 12 | 2013 | 7 | 1957 | Penobscot | 45.6474 | -68.7069 | Map | Map | ISNE
57207 | HC-50 MAIN STREET, LLC | 55829 | Millinocket Mill | Industrial CHP | ME | M1S3 |  | 31.5 | 29.3 | 29.6 | Petroleum Liquids | RFO | ST | 12 | 2013 | 7 | 1968 | Penobscot | 45.6474 | -68.7069 | Map | Map | ISNE
57207 | HC-50 MAIN STREET, LLC | 55829 | Millinocket Mill | Industrial CHP | ME | M1S4 |  | 23.5 | 21.8 | 22 | Petroleum Liquids | RFO | ST | 12 | 2013 | 7 | 1970 | Penobscot | 45.6474 | -68.7069 | Map | Map | ISNE
56543 | Black Bear Hydro Partners LLC | 1479 | Veazie Hydro Station | IPP Non-CHP | ME | VZ01 |  | 0.7 | 0.7 | 0.7 | Conventional Hydroelectric | WAT | HY | 7 | 2013 | 7 | 1933 | Penobscot | 44.8319 | -68.7028 | Map | Map | ISNE
56543 | Black Bear Hydro Partners LLC | 1479 | Veazie Hydro Station | IPP Non-CHP | ME | VZ02 |  | 0.3 | 0.3 | 0.3 | Conventional Hydroelectric | WAT | HY | 7 | 2013 | 7 | 1920 | Penobscot | 44.8319 | -68.7028 | Map | Map | ISNE
56543 | Black Bear Hydro Partners LLC | 1479 | Veazie Hydro Station | IPP Non-CHP | ME | VZ03 |  | 0.3 | 0.3 | 0.3 | Conventional Hydroelectric | WAT | HY | 7 | 2013 | 7 | 1920 | Penobscot | 44.8319 | -68.7028 | Map | Map | ISNE
56543 | Black Bear Hydro Partners LLC | 1479 | Veazie Hydro Station | IPP Non-CHP | ME | VZ04 |  | 0.3 | 0.3 | 0.3 | Conventional Hydroelectric | WAT | HY | 7 | 2013 | 7 | 1920 | Penobscot | 44.8319 | -68.7028 | Map | Map | ISNE
56543 | Black Bear Hydro Partners LLC | 1479 | Veazie Hydro Station | IPP Non-CHP | ME | VZ05 |  | 0.3 | 0.3 | 0.3 | Conventional Hydroelectric | WAT | HY | 7 | 2013 | 7 | 1920 | Penobscot | 44.8319 | -68.7028 | Map | Map | ISNE
56543 | Black Bear Hydro Partners LLC | 1479 | Veazie Hydro Station | IPP Non-CHP | ME | VZ06 |  | 0.3 | 0.3 | 0.3 | Conventional Hydroelectric | WAT | HY | 7 | 2013 | 7 | 1920 | Penobscot | 44.8319 | -68.7028 | Map | Map | ISNE
56543 | Black Bear Hydro Partners LLC | 1479 | Veazie Hydro Station | IPP Non-CHP | ME | VZ07 |  | 0.3 | 0.3 | 0.3 | Conventional Hydroelectric | WAT | HY | 7 | 2013 | 7 | 1920 | Penobscot | 44.8319 | -68.7028 | Map | Map | ISNE
56543 | Black Bear Hydro Partners LLC | 1479 | Veazie Hydro Station | IPP Non-CHP | ME | VZ08 |  | 0.3 | 0.3 | 0.3 | Conventional Hydroelectric | WAT | HY | 7 | 2013 | 7 | 1920 | Penobscot | 44.8319 | -68.7028 | Map | Map | ISNE
56543 | Black Bear Hydro Partners LLC | 1479 | Veazie Hydro Station | IPP Non-CHP | ME | VZ09 |  | 0.3 | 0.3 | 0.3 | Conventional Hydroelectric | WAT | HY | 7 | 2013 | 7 | 1920 | Penobscot | 44.8319 | -68.7028 | Map | Map | ISNE
56543 | Black Bear Hydro Partners LLC | 1479 | Veazie Hydro Station | IPP Non-CHP | ME | VZ10 |  | 0.3 | 0.3 | 0.3 | Conventional Hydroelectric | WAT | HY | 7 | 2013 | 7 | 1920 | Penobscot | 44.8319 | -68.7028 | Map | Map | ISNE
56543 | Black Bear Hydro Partners LLC | 1479 | Veazie Hydro Station | IPP Non-CHP | ME | VZ11 |  | 0.3 | 0.3 | 0.3 | Conventional Hydroelectric | WAT | HY | 7 | 2013 | 7 | 1920 | Penobscot | 44.8319 | -68.7028 | Map | Map | ISNE
56543 | Black Bear Hydro Partners LLC | 1479 | Veazie Hydro Station | IPP Non-CHP | ME | VZ12 |  | 0.3 | 0.3 | 0.3 | Conventional Hydroelectric | WAT | HY | 7 | 2013 | 7 | 1920 | Penobscot | 44.8319 | -68.7028 | Map | Map | ISNE
56543 | Black Bear Hydro Partners LLC | 1479 | Veazie Hydro Station | IPP Non-CHP | ME | VZ13 |  | 0.3 | 0.3 | 0.3 | Conventional Hydroelectric | WAT | HY | 7 | 2013 | 7 | 1920 | Penobscot | 44.8319 | -68.7028 | Map | Map | ISNE
56543 | Black Bear Hydro Partners LLC | 1479 | Veazie Hydro Station | IPP Non-CHP | ME | VZ15 |  | 0.5 | 0.5 | 0.5 | Conventional Hydroelectric | WAT | HY | 7 | 2013 | 7 | 1914 | Penobscot | 44.8319 | -68.7028 | Map | Map | ISNE
49969 | Lincoln Paper and Tissue, LLC | 54587 | Lincoln Paper & Tissue | Industrial CHP | ME | WEST |  | 4 | 3.5 | 4.5 | Wood/Wood Waste Biomass | BLQ | ST | 6 | 2013 | 1 | 1957 | Penobscot | 45.3669 | -68.5106 | Map | Map | ISNE
56543 | Black Bear Hydro Partners LLC | 1479 | Veazie Hydro Station | IPP Non-CHP | ME | VZ14 |  | 0.3 | 0.3 | 0.3 | Conventional Hydroelectric | WAT | HY | 5 | 2013 | 7 | 1920 | Penobscot | 44.8319 | -68.7028 | Map | Map | ISNE
56543 | Black Bear Hydro Partners LLC | 1479 | Veazie Hydro Station | IPP Non-CHP | ME | VZ16 |  | 1.5 | 1.4 | 1.4 | Conventional Hydroelectric | WAT | HY | 4 | 2013 | 7 | 1938 | Penobscot | 44.8319 | -68.7028 | Map | Map | ISNE
56543 | Black Bear Hydro Partners LLC | 1479 | Veazie Hydro Station | IPP Non-CHP | ME | VZ17 |  | 1.5 | 1.4 | 1.4 | Conventional Hydroelectric | WAT | HY | 4 | 2013 | 7 | 1938 | Penobscot | 44.8319 | -68.7028 | Map | Map | ISNE
11517 | Maine Energy Recovery Co | 10338 | Maine Energy Recovery | IPP Non-CHP | ME | MERC |  | 22 | 18 | 18 | Municipal Solid Waste | MSW | ST | 12 | 2012 | 6 | 1987 | York | 43.4961 | -70.4531 | Map | Map
56543 | Black Bear Hydro Partners LLC | 55967 | Great Works Hydro | IPP Non-CHP | ME | WW1 |  | 1 | 1 | 0.9 | Conventional Hydroelectric | WAT | HY | 9 | 2012 | 12 | 1988 | Penobscot | 44.9167 | -68.6333 | Map | Map | ISNE
56543 | Black Bear Hydro Partners LLC | 55967 | Great Works Hydro | IPP Non-CHP | ME | WW10 |  | 0.6 | 0.6 | 0.6 | Conventional Hydroelectric | WAT | HY | 9 | 2012 | 1 | 1910 | Penobscot | 44.9167 | -68.6333 | Map | Map | ISNE
56543 | Black Bear Hydro Partners LLC | 55967 | Great Works Hydro | IPP Non-CHP | ME | WW11 |  | 0.5 | 0.5 | 0.5 | Conventional Hydroelectric | WAT | HY | 9 | 2012 | 1 | 1910 | Penobscot | 44.9167 | -68.6333 | Map | Map | ISNE
56543 | Black Bear Hydro Partners LLC | 55967 | Great Works Hydro | IPP Non-CHP | ME | WW2 |  | 1 | 1 | 0.9 | Conventional Hydroelectric | WAT | HY | 9 | 2012 | 12 | 1988 | Penobscot | 44.9167 | -68.6333 | Map | Map | ISNE
56543 | Black Bear Hydro Partners LLC | 55967 | Great Works Hydro | IPP Non-CHP | ME | WW3 |  | 1 | 1 | 0.9 | Conventional Hydroelectric | WAT | HY | 9 | 2012 | 12 | 1988 | Penobscot | 44.9167 | -68.6333 | Map | Map | ISNE
56543 | Black Bear Hydro Partners LLC | 55967 | Great Works Hydro | IPP Non-CHP | ME | WW4 |  | 0.6 | 0.6 | 0.6 | Conventional Hydroelectric | WAT | HY | 9 | 2012 | 1 | 1910 | Penobscot | 44.9167 | -68.6333 | Map | Map | ISNE
56543 | Black Bear Hydro Partners LLC | 55967 | Great Works Hydro | IPP Non-CHP | ME | WW5 |  | 0.6 | 0.6 | 0.6 | Conventional Hydroelectric | WAT | HY | 9 | 2012 | 1 | 1910 | Penobscot | 44.9167 | -68.6333 | Map | Map | ISNE
56543 | Black Bear Hydro Partners LLC | 55967 | Great Works Hydro | IPP Non-CHP | ME | WW6 |  | 0.7 | 0.7 | 0.7 | Conventional Hydroelectric | WAT | HY | 9 | 2012 | 1 | 1910 | Penobscot | 44.9167 | -68.6333 | Map | Map | ISNE
56543 | Black Bear Hydro Partners LLC | 55967 | Great Works Hydro | IPP Non-CHP | ME | WW7 |  | 0.6 | 0.6 | 0.6 | Conventional Hydroelectric | WAT | HY | 9 | 2012 | 1 | 1910 | Penobscot | 44.9167 | -68.6333 | Map | Map | ISNE
56543 | Black Bear Hydro Partners LLC | 55967 | Great Works Hydro | IPP Non-CHP | ME | WW8 |  | 0.6 | 0.6 | 0.6 | Conventional Hydroelectric | WAT | HY | 9 | 2012 | 1 | 1910 | Penobscot | 44.9167 | -68.6333 | Map | Map | ISNE
56543 | Black Bear Hydro Partners LLC | 55967 | Great Works Hydro | IPP Non-CHP | ME | WW9 |  | 0.5 | 0.5 | 0.5 | Conventional Hydroelectric | WAT | HY | 9 | 2012 | 1 | 1910 | Penobscot | 44.9167 | -68.6333 | Map | Map | ISNE
1179 | Emera Maine | 1466 | Bar Harbor | Electric Utility | ME | 1 |  | 2 | 2 | 2.2 | Petroleum Liquids | DFO | IC | 1 | 2012 | 11 | 1961 | Hancock | 44.3817 | -68.2869 | Map | Map | ISNE
1179 | Emera Maine | 1466 | Bar Harbor | Electric Utility | ME | 3 |  | 2 | 2 | 2.2 | Petroleum Liquids | DFO | IC | 1 | 2012 | 11 | 1961 | Hancock | 44.3817 | -68.2869 | Map | Map | ISNE
1179 | Emera Maine | 1468 | Eastport | Electric Utility | ME | 1 |  | 1 | 0.7 | 0.8 | Petroleum Liquids | DFO | IC | 1 | 2012 | 12 | 1948 | Washington | 44.9136 | -67.0033 | Map | Map | ISNE
1179 | Emera Maine | 1468 | Eastport | Electric Utility | ME | 2 |  | 1 | 0.7 | 0.8 | Petroleum Liquids | DFO | IC | 1 | 2012 | 12 | 1949 | Washington | 44.9136 | -67.0033 | Map | Map | ISNE
779 | Perma Treat Corporation | 10053 | Perma Treat Corporation | Industrial CHP | ME | 1 |  | 1.3 | 0.5 | 0.5 | Wood/Wood Waste Biomass | WDS | ST | 12 | 2011 | 1 | 1992 | Penobscot | 45.5139 | -68.3506 | Map | Map
779 | Perma Treat Corporation | 10053 | Perma Treat Corporation | Industrial CHP | ME | DG2 |  | 0.5 | 0.5 | 0.5 | Petroleum Liquids | DFO | IC | 12 | 2011 | 3 | 2001 | Penobscot | 45.5139 | -68.3506 | Map | Map
10766 | Lavalley Lumber LLC | 50914 | Lavalley Lumber LLC | Industrial CHP | ME | 1500 |  | 1.5 | 1.2 | 1.3 | Wood/Wood Waste Biomass | WDS | ST | 5 | 2011 | 5 | 1989 | York | 43.4175 | -70.6569 | Map | Map
55766 | Boralex Sherman LLC | 50874 | Boralex Sherman LLC | IPP CHP | ME | GEN1 |  | 21 | 21 | 21 | Wood/Wood Waste Biomass | WDS | ST | 3 | 2009 | 7 | 1986 | Penobscot | 45.8979 | -68.4345 | Map | Map
39006 | Brookfield White Pine Hydro LLC | 1487 | Continental Mills | IPP Non-CHP | ME | CM1 |  | 0.4 | 0.4 | 0.4 | Conventional Hydroelectric | WAT | HY | 9 | 2006 | 1 | 1920 | Androscoggin | 44.092 | -70.2219 | Map | Map | ISNE
39006 | Brookfield White Pine Hydro LLC | 1487 | Continental Mills | IPP Non-CHP | ME | CM2 |  | 0.4 | 0.4 | 0.4 | Conventional Hydroelectric | WAT | HY | 9 | 2006 | 1 | 1920 | Androscoggin | 44.092 | -70.2219 | Map | Map | ISNE
39006 | Brookfield White Pine Hydro LLC | 1487 | Continental Mills | IPP Non-CHP | ME | CM3 |  | 0.4 | 0.4 | 0.4 | Conventional Hydroelectric | WAT | HY | 9 | 2006 | 1 | 1920 | Androscoggin | 44.092 | -70.2219 | Map | Map | ISNE
39006 | Brookfield White Pine Hydro LLC | 1487 | Continental Mills | IPP Non-CHP | ME | CM5 |  | 0.1 | 0.1 | 0.1 | Conventional Hydroelectric | WAT | HY | 9 | 2006 | 1 | 1920 | Androscoggin | 44.092 | -70.2219 | Map | Map | ISNE
39006 | Brookfield White Pine Hydro LLC | 1487 | Continental Mills | IPP Non-CHP | ME | CM6 |  | 0.1 | 0.1 | 0.1 | Conventional Hydroelectric | WAT | HY | 9 | 2006 | 1 | 1920 | Androscoggin | 44.092 | -70.2219 | Map | Map | ISNE
39006 | Brookfield White Pine Hydro LLC | 7044 | Bates Mill Upper | IPP Non-CHP | ME | BU1 |  | 1.2 | 0.9 | 0.9 | Conventional Hydroelectric | WAT | HY | 9 | 2006 | 2 | 1986 | Androscoggin | 44.0959 | -70.219 | Map | Map | ISNE
39006 | Brookfield White Pine Hydro LLC | 7044 | Bates Mill Upper | IPP Non-CHP | ME | BU2 |  | 1.5 | 0.9 | 0.9 | Conventional Hydroelectric | WAT | HY | 9 | 2006 | 2 | 1986 | Androscoggin | 44.0959 | -70.219 | Map | Map | ISNE
39006 | Brookfield White Pine Hydro LLC | 7044 | Bates Mill Upper | IPP Non-CHP | ME | BU3 |  | 1.2 | 0.9 | 0.9 | Conventional Hydroelectric | WAT | HY | 9 | 2006 | 2 | 1986 | Androscoggin | 44.0959 | -70.219 | Map | Map | ISNE
39006 | Brookfield White Pine Hydro LLC | 7048 | Hill Mill | IPP Non-CHP | ME | HM1 |  | 0.3 | 0.3 | 0.3 | Conventional Hydroelectric | WAT | HY | 9 | 2006 | 2 | 1986 | Androscoggin | 44.0929 | -70.217 | Map | Map | ISNE
39006 | Brookfield White Pine Hydro LLC | 7048 | Hill Mill | IPP Non-CHP | ME | HM2 |  | 0.3 | 0.3 | 0.3 | Conventional Hydroelectric | WAT | HY | 9 | 2006 | 2 | 1986 | Androscoggin | 44.0929 | -70.217 | Map | Map | ISNE
39006 | Brookfield White Pine Hydro LLC | 7048 | Hill Mill | IPP Non-CHP | ME | HM3 |  | 0.3 | 0.3 | 0.3 | Conventional Hydroelectric | WAT | HY | 9 | 2006 | 2 | 1986 | Androscoggin | 44.0929 | -70.217 | Map | Map | ISNE
39006 | Brookfield White Pine Hydro LLC | 7048 | Hill Mill | IPP Non-CHP | ME | HM4 |  | 0.3 | 0.3 | 0.3 | Conventional Hydroelectric | WAT | HY | 9 | 2006 | 2 | 1986 | Androscoggin | 44.0929 | -70.217 | Map | Map | ISNE
39006 | Brookfield White Pine Hydro LLC | 7048 | Hill Mill | IPP Non-CHP | ME | HM5 |  | 0.3 | 0.3 | 0.3 | Conventional Hydroelectric | WAT | HY | 9 | 2006 | 2 | 1986 | Androscoggin | 44.0929 | -70.217 | Map | Map | ISNE
39006 | Brookfield White Pine Hydro LLC | 7048 | Hill Mill | IPP Non-CHP | ME | HM6 |  | 0.3 | 0.3 | 0.3 | Conventional Hydroelectric | WAT | HY | 9 | 2006 | 2 | 1986 | Androscoggin | 44.0929 | -70.217 | Map | Map | ISNE
49969 | Lincoln Paper and Tissue, LLC | 54587 | Lincoln Paper & Tissue | Industrial CHP | ME | GE |  | 2.5 | 2 | 2.8 | Wood/Wood Waste Biomass | BLQ | ST | 5 | 2005 | 1 | 1951 | Penobscot | 45.3669 | -68.5106 | Map | Map | ISNE
34363 | FPL Energy Mason LLC | 1496 | Mason Steam | IPP Non-CHP | ME | 3 |  | 34.5 | 32.1 | 31.7 | Petroleum Liquids | RFO | ST | 10 | 2004 | 1 | 1952 | Lincoln | 43.9914 | -69.6708 | Map | Map
34363 | FPL Energy Mason LLC | 1496 | Mason Steam | IPP Non-CHP | ME | 4 |  | 34.5 | 32.8 | 32.7 | Petroleum Liquids | RFO | ST | 10 | 2004 | 1 | 1952 | Lincoln | 43.9914 | -69.6708 | Map | Map
34363 | FPL Energy Mason LLC | 1496 | Mason Steam | IPP Non-CHP | ME | 5 |  | 37.5 | 33 | 33.2 | Petroleum Liquids | RFO | ST | 10 | 2004 | 1 | 1955 | Lincoln | 43.9914 | -69.6708 | Map | Map
39006 | Brookfield White Pine Hydro LLC | 1490 | Fort Halifax | IPP Non-CHP | ME | FH1 |  | 0.7 | 0.9 | 0.9 | Conventional Hydroelectric | WAT | HY | 12 | 2002 | 4 | 1908 | Kennebec | 44.5386 | -69.6278 | Map | Map
39006 | Brookfield White Pine Hydro LLC | 1490 | Fort Halifax | IPP Non-CHP | ME | FH2 |  | 0.7 | 0.9 | 0.9 | Conventional Hydroelectric | WAT | HY | 12 | 2002 | 4 | 1908 | Kennebec | 44.5386 | -69.6278 | Map | Map
56448 | MFGR LLC | 10700 | Red Shield Envir Old Town Facility | Industrial CHP | ME | TG1 |  | 3.5 | 3.3 | 3.3 | Petroleum Liquids | RFO | ST | 12 | 2002 | 7 | 1946 | Penobscot | 44.9181 | -68.6355 | Map | Map | ISNE
6636 | Foss Manufacturing Company LLC | 10108 | Hampton Facility | Industrial CHP | NH | GEN1 |  | 0.5 | 0.5 | 0.5 | Petroleum Liquids | DFO | IC | 8 | 2017 | 10 | 1978 | Rockingham | 42.9383 | -70.8406 | Map | Map | ISNE
6636 | Foss Manufacturing Company LLC | 10108 | Hampton Facility | Industrial CHP | NH | GEN2 |  | 0.5 | 0.5 | 0.5 | Petroleum Liquids | DFO | IC | 8 | 2017 | 10 | 1978 | Rockingham | 42.9383 | -70.8406 | Map | Map | ISNE
6636 | Foss Manufacturing Company LLC | 10108 | Hampton Facility | Industrial CHP | NH | GEN3 |  | 0.7 | 0.7 | 0.7 | Petroleum Liquids | DFO | IC | 8 | 2017 | 7 | 1980 | Rockingham | 42.9383 | -70.8406 | Map | Map | ISNE
6636 | Foss Manufacturing Company LLC | 10108 | Hampton Facility | Industrial CHP | NH | GEN4 |  | 0.7 | 0.7 | 0.7 | Petroleum Liquids | DFO | IC | 8 | 2017 | 10 | 1981 | Rockingham | 42.9383 | -70.8406 | Map | Map | ISNE
6636 | Foss Manufacturing Company LLC | 10108 | Hampton Facility | Industrial CHP | NH | GEN5 |  | 0.7 | 0.7 | 0.7 | Petroleum Liquids | DFO | IC | 8 | 2017 | 6 | 1984 | Rockingham | 42.9383 | -70.8406 | Map | Map | ISNE
6636 | Foss Manufacturing Company LLC | 10108 | Hampton Facility | Industrial CHP | NH | GEN6 |  | 0.7 | 0.7 | 0.7 | Petroleum Liquids | DFO | IC | 1 | 2016 | 4 | 1990 | Rockingham | 42.9383 | -70.8406 | Map | Map | ISNE
57249 | EPP Renewable Energy | 55006 | Nashua Plant | IPP Non-CHP | NH | UNT1 |  | 2.2 | 2 | 2 | Landfill Gas | LFG | IC | 8 | 2014 | 4 | 1996 | Hillsborough | 42.7323 | -71.5224 | Map | Map | ISNE
20541 | Wheelabrator Environmental Systems | 50872 | Wheelabrator Claremont Facility | IPP Non-CHP | NH | GEN1 |  | 4.5 | 4.5 | 4.5 | Municipal Solid Waste | MSW | ST | 9 | 2013 | 3 | 1987 | Sullivan | 43.344 | -72.3773 | Map | Map | ISNE
21148 | Zapco Energy Tactics Corp | 55779 | Dunbarton Energy Partners LP | IPP Non-CHP | NH | MA1 |  | 0.7 | 0.6 | 0.6 | Landfill Gas | LFG | IC | 6 | 2012 | 8 | 1988 | Hillsborough | 43.02 | -71.4944 | Map | Map | ISNE
21148 | Zapco Energy Tactics Corp | 55779 | Dunbarton Energy Partners LP | IPP Non-CHP | NH | MA2 |  | 0.7 | 0.6 | 0.6 | Landfill Gas | LFG | IC | 6 | 2012 | 8 | 1988 | Hillsborough | 43.02 | -71.4944 | Map | Map | ISNE
18919 | Tillotson Rubber Co Inc | 50095 | Tillotson Rubber | Industrial CHP | NH | HG1 |  | 0.1 | 0.1 | 0.1 | Conventional Hydroelectric | WAT | HY | 11 | 2011 | 6 | 1980 | Coos | 44.8622 | -71.3042 | Map | Map
18919 | Tillotson Rubber Co Inc | 50095 | Tillotson Rubber | Industrial CHP | NH | IC1 |  | 0.4 | 0.4 | 0.4 | Petroleum Liquids | DFO | IC | 11 | 2011 | 1 | 1960 | Coos | 44.8622 | -71.3042 | Map | Map
18919 | Tillotson Rubber Co Inc | 50095 | Tillotson Rubber | Industrial CHP | NH | IC2 |  | 0.6 | 0.6 | 0.6 | Petroleum Liquids | DFO | IC | 11 | 2011 | 1 | 1985 | Coos | 44.8622 | -71.3042 | Map | Map
18919 | Tillotson Rubber Co Inc | 50095 | Tillotson Rubber | Industrial CHP | NH | TG2 |  | 0.6 | 0.6 | 0.6 | Wood/Wood Waste Biomass | WDS | ST | 11 | 2011 | 2 | 1996 | Coos | 44.8622 | -71.3042 | Map | Map
18919 | Tillotson Rubber Co Inc | 50095 | Tillotson Rubber | Industrial CHP | NH | TGI |  | 0.7 | 0.7 | 0.7 | Wood/Wood Waste Biomass | WDS | ST | 11 | 2011 | 3 | 1988 | Coos | 44.8622 | -71.3042 | Map | Map
5482 | Durgin & Crowell Lumber Co | 54870 | Durgin & Crowell Lumber | Industrial Non-CHP | NH | 3512 |  | 1.3 | 1.3 | 1.3 | Petroleum Liquids | DFO | IC | 10 | 2011 | 11 | 2003 | SULLIVAN | 43.4433 | -72.05 | Map | Map
1864 | Regenesis Corporation | 52041 | Hopkinton Energy | IPP CHP | NH | GEN1 |  | 12.6 | 11 | 11 | Wood/Wood Waste Biomass | WDS | ST | 12 | 2010 | 8 | 1984 | Merrimack | 43.1922 | -70.2522 | Map | Map
5482 | Durgin & Crowell Lumber Co | 54870 | Durgin & Crowell Lumber | Industrial Non-CHP | NH | 0284 |  | 1.3 | 1.3 | 1.3 | Petroleum Liquids | DFO | IC | 4 | 2009 | 4 | 1999 | SULLIVAN | 43.4433 | -72.05 | Map | Map
5482 | Durgin & Crowell Lumber Co | 54870 | Durgin & Crowell Lumber | Industrial Non-CHP | NH | 3413 |  | 0.7 | 0.7 | 0.7 | Petroleum Liquids | DFO | IC | 4 | 2009 | 4 | 1995 | SULLIVAN | 43.4433 | -72.05 | Map | Map
20242 | Wausau Papers of New Hampshire | 10701 | Wausau Papers of New Hampshire | Industrial CHP | NH | GT1 |  | 7.2 | 6.9 | 7.2 | Natural Gas Fired Combustion Turbine | NG | GT | 4 | 2008 | 12 | 2001 | New Hampshire | 44.5994 | -71.5161 | Map | Map
20242 | Wausau Papers of New Hampshire | 10701 | Wausau Papers of New Hampshire | Industrial CHP | NH | 1 |  | 6.5 | 6.5 | 6.5 | Natural Gas Steam Turbine | NG | ST | 12 | 2007 | 4 | 1947 | New Hampshire | 44.5994 | -71.5161 | Map | Map
49785 | Groveton Paper Board, Inc | 56140 | Groveton Paper Board | Industrial CHP | NH | TUR1 |  | 5 | 4 | 5 | Natural Gas Fired Combustion Turbine | NG | GT | 12 | 2006 | 12 | 2001 | Plaquemines | 45.015 | -71.7833 | Map | Map
49785 | Groveton Paper Board, Inc | 56140 | Groveton Paper Board | Industrial CHP | NH | TUR2 |  | 5 | 4 | 5 | Natural Gas Fired Combustion Turbine | NG | GT | 12 | 2006 | 12 | 2001 | Plaquemines | 45.015 | -71.7833 | Map | Map
6778 | Fraser NH LLC | 56024 | Berlin Gorham | Industrial Non-CHP | NH | TUR1 |  | 7.5 | 7.5 | 7.5 | Wood/Wood Waste Biomass | WDS | ST | 4 | 2006 | 1 | 1957 | Coos | 40.4417 | -71.1875 | Map | Map
6778 | Fraser NH LLC | 56024 | Berlin Gorham | Industrial Non-CHP | NH | TUR9 |  | 25 | 20 | 18 | Petroleum Liquids | RFO | ST | 4 | 2006 | 3 | 2004 | Coos | 40.4417 | -71.1875 | Map | Map
6778 | Fraser NH LLC | 56024 | Berlin Gorham | Industrial Non-CHP | NH | TUR4 |  | 5 | 5 | 5 | Wood/Wood Waste Biomass | BLQ | ST | 12 | 2005 | 10 | 1948 | Coos | 40.4417 | -71.1875 | Map | Map
6778 | Fraser NH LLC | 56024 | Berlin Gorham | Industrial Non-CHP | NH | TUR7 |  | 2.5 | 2.5 | 2.5 | Petroleum Liquids | RFO | ST | 12 | 2005 | 1 | 1926 | Coos | 40.4417 | -71.1875 | Map | Map
5482 | Durgin & Crowell Lumber Co | 54870 | Durgin & Crowell Lumber | Industrial Non-CHP | NH | 0277 |  | 1.3 | 1.3 | 1.3 | Petroleum Liquids | DFO | IC | 11 | 2004 | 4 | 1999 | SULLIVAN | 43.4433 | -72.05 | Map | Map
5482 | Durgin & Crowell Lumber Co | 54870 | Durgin & Crowell Lumber | Industrial Non-CHP | NH | 0279 |  | 1.3 | 1.3 | 1.3 | Petroleum Liquids | DFO | IC | 5 | 2003 | 4 | 1999 | SULLIVAN | 43.4433 | -72.05 | Map | Map
15147 | PSEG Fossil LLC | 2403 | PSEG Hudson Generating Station | IPP Non-CHP | NJ | 2 |  | 659.7 | 620 | 620 | Natural Gas Steam Turbine | NG | ST | 6 | 2017 | 12 | 1968 | Hudson | 40.7478 | -74.0722 | Map | Map | PJM
15147 | PSEG Fossil LLC | 2408 | PSEG Mercer Generating Station | IPP Non-CHP | NJ | 1 |  | 326.4 | 316 | 316 | Conventional Steam Coal | BIT | ST | 6 | 2017 | 12 | 1960 | Mercer | 40.1792 | -74.7339 | Map | Map | PJM
15147 | PSEG Fossil LLC | 2408 | PSEG Mercer Generating Station | IPP Non-CHP | NJ | 2 |  | 326.4 | 316 | 316 | Conventional Steam Coal | BIT | ST | 6 | 2017 | 6 | 1961 | Mercer | 40.1792 | -74.7339 | Map | Map | PJM
57176 | WC Landfill Energy LLC | 57848 | WC Landfill Energy LLC | IPP Non-CHP | NJ | GEN1 |  | 2 | 0 | 0 | Landfill Gas | LFG | IC | 12 | 2016 | 11 | 2006 | Warren | 40.831 | -75.0158 | Map | Map | PJM
55768 | RC Cape May Holdings LLC | 2378 | B L England | IPP Non-CHP | NJ | IC1 |  | 2 | 2 | 2 | Petroleum Liquids | DFO | IC | 5 | 2016 | 8 | 1961 | Cape May | 39.2908 | -74.6364 | Map | Map | PJM
55768 | RC Cape May Holdings LLC | 2378 | B L England | IPP Non-CHP | NJ | IC2 |  | 2 | 2 | 2 | Petroleum Liquids | DFO | IC | 5 | 2016 | 8 | 1961 | Cape May | 39.2908 | -74.6364 | Map | Map | PJM
55768 | RC Cape May Holdings LLC | 2378 | B L England | IPP Non-CHP | NJ | IC3 |  | 2 | 2 | 2 | Petroleum Liquids | DFO | IC | 5 | 2016 | 8 | 1961 | Cape May | 39.2908 | -74.6364 | Map | Map | PJM
55768 | RC Cape May Holdings LLC | 2378 | B L England | IPP Non-CHP | NJ | IC4 |  | 2 | 2 | 2 | Petroleum Liquids | DFO | IC | 5 | 2016 | 8 | 1961 | Cape May | 39.2908 | -74.6364 | Map | Map | PJM
15147 | PSEG Fossil LLC | 2398 | Bergen Generating Station | IPP Non-CHP | NJ | 3 |  | 18.6 | 21 | 21 | Natural Gas Fired Combustion Turbine | NG | GT | 6 | 2015 | 7 | 1967 | Bergen | 40.8375 | -74.0244 | Map | Map | PJM
15147 | PSEG Fossil LLC | 2399 | PSEG Burlington Generating Station | IPP Non-CHP | NJ | 111 |  | 41.8 | 46 | 46 | Petroleum Liquids | DFO | GT | 6 | 2015 | 6 | 1972 | Burlington | 40.0766 | -74.8792 | Map | Map | PJM
15147 | PSEG Fossil LLC | 2399 | PSEG Burlington Generating Station | IPP Non-CHP | NJ | 112 |  | 41.8 | 46 | 46 | Petroleum Liquids | DFO | GT | 6 | 2015 | 6 | 1972 | Burlington | 40.0766 | -74.8792 | Map | Map | PJM
15147 | PSEG Fossil LLC | 2399 | PSEG Burlington Generating Station | IPP Non-CHP | NJ | 113 |  | 41.8 | 46 | 46 | Petroleum Liquids | DFO | GT | 6 | 2015 | 6 | 1972 | Burlington | 40.0766 | -74.8792 | Map | Map | PJM
15147 | PSEG Fossil LLC | 2399 | PSEG Burlington Generating Station | IPP Non-CHP | NJ | 114 |  | 41.8 | 46 | 46 | Petroleum Liquids | DFO | GT | 6 | 2015 | 6 | 1972 | Burlington | 40.0766 | -74.8792 | Map | Map | PJM
15147 | PSEG Fossil LLC | 2399 | PSEG Burlington Generating Station | IPP Non-CHP | NJ | 8 |  | 18.5 | 22 | 22 | Petroleum Liquids | DFO | GT | 6 | 2015 | 6 | 1967 | Burlington | 40.0766 | -74.8792 | Map | Map | PJM
15147 | PSEG Fossil LLC | 2400 | PSEG Edison Generating Station | IPP Non-CHP | NJ | 11 |  | 41.8 | 43 | 43 | Natural Gas Fired Combustion Turbine | NG | GT | 6 | 2015 | 5 | 1971 | Middlesex | 40.4911 | -74.3956 | Map | Map | PJM
15147 | PSEG Fossil LLC | 2400 | PSEG Edison Generating Station | IPP Non-CHP | NJ | 12 |  | 41.8 | 43 | 43 | Natural Gas Fired Combustion Turbine | NG | GT | 6 | 2015 | 5 | 1971 | Middlesex | 40.4911 | -74.3956 | Map | Map | PJM
15147 | PSEG Fossil LLC | 2400 | PSEG Edison Generating Station | IPP Non-CHP | NJ | 13 |  | 41.8 | 43 | 43 | Natural Gas Fired Combustion Turbine | NG | GT | 6 | 2015 | 5 | 1971 | Middlesex | 40.4911 | -74.3956 | Map | Map | PJM
15147 | PSEG Fossil LLC | 2400 | PSEG Edison Generating Station | IPP Non-CHP | NJ | 14 |  | 41.8 | 43 | 43 | Natural Gas Fired Combustion Turbine | NG | GT | 6 | 2015 | 5 | 1971 | Middlesex | 40.4911 | -74.3956 | Map | Map | PJM
15147 | PSEG Fossil LLC | 2400 | PSEG Edison Generating Station | IPP Non-CHP | NJ | 21 |  | 41.8 | 43 | 43 | Natural Gas Fired Combustion Turbine | NG | GT | 6 | 2015 | 6 | 1971 | Middlesex | 40.4911 | -74.3956 | Map | Map | PJM
15147 | PSEG Fossil LLC | 2400 | PSEG Edison Generating Station | IPP Non-CHP | NJ | 22 |  | 41.8 | 43 | 43 | Natural Gas Fired Combustion Turbine | NG | GT | 6 | 2015 | 6 | 1971 | Middlesex | 40.4911 | -74.3956 | Map | Map | PJM
15147 | PSEG Fossil LLC | 2400 | PSEG Edison Generating Station | IPP Non-CHP | NJ | 23 |  | 41.8 | 43 | 43 | Natural Gas Fired Combustion Turbine | NG | GT | 6 | 2015 | 6 | 1971 | Middlesex | 40.4911 | -74.3956 | Map | Map | PJM
15147 | PSEG Fossil LLC | 2400 | PSEG Edison Generating Station | IPP Non-CHP | NJ | 24 |  | 41.8 | 43 | 43 | Natural Gas Fired Combustion Turbine | NG | GT | 6 | 2015 | 6 | 1971 | Middlesex | 40.4911 | -74.3956 | Map | Map | PJM
15147 | PSEG Fossil LLC | 2400 | PSEG Edison Generating Station | IPP Non-CHP | NJ | 31 |  | 41.8 | 43 | 43 | Natural Gas Fired Combustion Turbine | NG | GT | 6 | 2015 | 6 | 1971 | Middlesex | 40.4911 | -74.3956 | Map | Map | PJM
15147 | PSEG Fossil LLC | 2400 | PSEG Edison Generating Station | IPP Non-CHP | NJ | 32 |  | 41.8 | 43 | 43 | Natural Gas Fired Combustion Turbine | NG | GT | 6 | 2015 | 6 | 1971 | Middlesex | 40.4911 | -74.3956 | Map | Map | PJM
15147 | PSEG Fossil LLC | 2400 | PSEG Edison Generating Station | IPP Non-CHP | NJ | 33 |  | 41.8 | 43 | 43 | Natural Gas Fired Combustion Turbine | NG | GT | 6 | 2015 | 6 | 1971 | Middlesex | 40.4911 | -74.3956 | Map | Map | PJM
15147 | PSEG Fossil LLC | 2400 | PSEG Edison Generating Station | IPP Non-CHP | NJ | 34 |  | 41.8 | 43 | 43 | Natural Gas Fired Combustion Turbine | NG | GT | 6 | 2015 | 6 | 1971 | Middlesex | 40.4911 | -74.3956 | Map | Map | PJM
15147 | PSEG Fossil LLC | 2401 | PSEG Essex Generating Station | IPP Non-CHP | NJ | 101 |  | 41.8 | 43 | 43 | Natural Gas Fired Combustion Turbine | NG | GT | 6 | 2015 | 6 | 1971 | Essex | 40.7372 | -74.1206 | Map | Map | PJM
15147 | PSEG Fossil LLC | 2401 | PSEG Essex Generating Station | IPP Non-CHP | NJ | 102 |  | 41.8 | 43 | 43 | Natural Gas Fired Combustion Turbine | NG | GT | 6 | 2015 | 6 | 1971 | Essex | 40.7372 | -74.1206 | Map | Map | PJM
15147 | PSEG Fossil LLC | 2401 | PSEG Essex Generating Station | IPP Non-CHP | NJ | 103 |  | 41.8 | 43 | 43 | Natural Gas Fired Combustion Turbine | NG | GT | 6 | 2015 | 6 | 1971 | Essex | 40.7372 | -74.1206 | Map | Map | PJM
15147 | PSEG Fossil LLC | 2401 | PSEG Essex Generating Station | IPP Non-CHP | NJ | 104 |  | 41.8 | 43 | 43 | Natural Gas Fired Combustion Turbine | NG | GT | 6 | 2015 | 6 | 1971 | Essex | 40.7372 | -74.1206 | Map | Map | PJM
15147 | PSEG Fossil LLC | 2401 | PSEG Essex Generating Station | IPP Non-CHP | NJ | 111 |  | 41.8 | 46 | 46 | Natural Gas Fired Combustion Turbine | NG | GT | 6 | 2015 | 12 | 1971 | Essex | 40.7372 | -74.1206 | Map | Map | PJM
15147 | PSEG Fossil LLC | 2401 | PSEG Essex Generating Station | IPP Non-CHP | NJ | 112 |  | 41.8 | 46 | 46 | Natural Gas Fired Combustion Turbine | NG | GT | 6 | 2015 | 12 | 1971 | Essex | 40.7372 | -74.1206 | Map | Map | PJM
15147 | PSEG Fossil LLC | 2401 | PSEG Essex Generating Station | IPP Non-CHP | NJ | 113 |  | 41.8 | 46 | 46 | Natural Gas Fired Combustion Turbine | NG | GT | 6 | 2015 | 12 | 1971 | Essex | 40.7372 | -74.1206 | Map | Map | PJM
15147 | PSEG Fossil LLC | 2401 | PSEG Essex Generating Station | IPP Non-CHP | NJ | 114 |  | 41.8 | 46 | 46 | Natural Gas Fired Combustion Turbine | NG | GT | 6 | 2015 | 12 | 1971 | Essex | 40.7372 | -74.1206 | Map | Map | PJM
15147 | PSEG Fossil LLC | 2408 | PSEG Mercer Generating Station | IPP Non-CHP | NJ | 3 |  | 115.2 | 115 | 115 | Petroleum Liquids | DFO | GT | 6 | 2015 | 11 | 1967 | Mercer | 40.1792 | -74.7339 | Map | Map | PJM
15147 | PSEG Fossil LLC | 2409 | PSEG National Park Generating Station | IPP Non-CHP | NJ | 1 |  | 18.5 | 21 | 21 | Petroleum Liquids | KER | GT | 6 | 2015 | 6 | 1969 | Gloucester | 39.86 | -75.1853 | Map | Map | PJM
15147 | PSEG Fossil LLC | 2411 | PSEG Sewaren Generating Station | IPP Non-CHP | NJ | 6 |  | 115.2 | 105 | 105 | Petroleum Liquids | KER | GT | 6 | 2015 | 11 | 1965 | Middlesex | 40.5558 | -74.2469 | Map | Map | PJM
56606 | Calpine New Jersey Generation LLC | 2380 | Cedar Station | IPP Non-CHP | NJ | CED1 |  | 46 | 42.7 | 52.8 | Petroleum Liquids | KER | GT | 5 | 2015 | 6 | 1972 | Ocean | 39.6893 | -74.2618 | Map | Map | PJM
56606 | Calpine New Jersey Generation LLC | 2380 | Cedar Station | IPP Non-CHP | NJ | CED2 |  | 21.2 | 22.7 | 27.8 | Petroleum Liquids | KER | GT | 5 | 2015 | 6 | 1972 | Ocean | 39.6893 | -74.2618 | Map | Map | PJM
56606 | Calpine New Jersey Generation LLC | 2382 | Middle Station | IPP Non-CHP | NJ | MID1 |  | 21.2 | 19.2 | 24.2 | Petroleum Liquids | KER | GT | 5 | 2015 | 6 | 1970 | Cape May | 39.0269 | -74.8772 | Map | Map | PJM
56606 | Calpine New Jersey Generation LLC | 2382 | Middle Station | IPP Non-CHP | NJ | MID2 |  | 21.2 | 19.4 | 24.4 | Petroleum Liquids | KER | GT | 5 | 2015 | 6 | 1970 | Cape May | 39.0269 | -74.8772 | Map | Map | PJM
56606 | Calpine New Jersey Generation LLC | 2382 | Middle Station | IPP Non-CHP | NJ | MID3 |  | 37.2 | 34.8 | 44.9 | Petroleum Liquids | KER | GT | 5 | 2015 | 5 | 1971 | Cape May | 39.0269 | -74.8772 | Map | Map | PJM
56606 | Calpine New Jersey Generation LLC | 2383 | Missouri Avenue | IPP Non-CHP | NJ | MISB |  | 18.6 | 18.5 | 23.6 | Petroleum Liquids | KER | GT | 5 | 2015 | 5 | 1969 | Atlantic | 39.3662 | -74.4441 | Map | Map | PJM
56606 | Calpine New Jersey Generation LLC | 2383 | Missouri Avenue | IPP Non-CHP | NJ | MISC |  | 18.6 | 20.5 | 23.8 | Petroleum Liquids | KER | GT | 5 | 2015 | 1 | 1969 | Atlantic | 39.3662 | -74.4441 | Map | Map | PJM
56606 | Calpine New Jersey Generation LLC | 2383 | Missouri Avenue | IPP Non-CHP | NJ | MISD |  | 18.6 | 20.5 | 23.8 | Petroleum Liquids | KER | GT | 5 | 2015 | 2 | 1969 | Atlantic | 39.3662 | -74.4441 | Map | Map | PJM
17235 | NRG REMA LLC | 2385 | Werner | IPP Non-CHP | NJ | GT1 |  | 53 | 46 | 66 | Petroleum Liquids | DFO | GT | 5 | 2015 | 3 | 1972 | Middlesex | 40.4912 | -74.281 | Map | Map | PJM
17235 | NRG REMA LLC | 2385 | Werner | IPP Non-CHP | NJ | GT2 |  | 53 | 46 | 66 | Petroleum Liquids | DFO | GT | 5 | 2015 | 4 | 1972 | Middlesex | 40.4912 | -74.281 | Map | Map | PJM
17235 | NRG REMA LLC | 2385 | Werner | IPP Non-CHP | NJ | GT3 |  | 53 | 46 | 66 | Petroleum Liquids | DFO | GT | 5 | 2015 | 5 | 1972 | Middlesex | 40.4912 | -74.281 | Map | Map | PJM
17235 | NRG REMA LLC | 2385 | Werner | IPP Non-CHP | NJ | GT4 |  | 53 | 46 | 66 | Petroleum Liquids | DFO | GT | 5 | 2015 | 6 | 1972 | Middlesex | 40.4912 | -74.281 | Map | Map | PJM
17235 | NRG REMA LLC | 2393 | Gilbert | IPP Non-CHP | NJ | C1 |  | 24 | 20 | 25 | Natural Gas Fired Combustion Turbine | NG | GT | 5 | 2015 | 7 | 1970 | Hunterdon | 40.5658 | -75.1639 | Map | Map | PJM
17235 | NRG REMA LLC | 2393 | Gilbert | IPP Non-CHP | NJ | C2 |  | 24 | 22 | 28 | Natural Gas Fired Combustion Turbine | NG | GT | 5 | 2015 | 10 | 1970 | Hunterdon | 40.5658 | -75.1639 | Map | Map | PJM
17235 | NRG REMA LLC | 2393 | Gilbert | IPP Non-CHP | NJ | C3 |  | 24 | 22 | 28 | Natural Gas Fired Combustion Turbine | NG | GT | 5 | 2015 | 8 | 1970 | Hunterdon | 40.5658 | -75.1639 | Map | Map | PJM
17235 | NRG REMA LLC | 2393 | Gilbert | IPP Non-CHP | NJ | C4 |  | 24 | 22 | 28 | Natural Gas Fired Combustion Turbine | NG | GT | 5 | 2015 | 7 | 1970 | Hunterdon | 40.5658 | -75.1639 | Map | Map | PJM
15147 | PSEG Fossil LLC | 2401 | PSEG Essex Generating Station | IPP Non-CHP | NJ | 121 |  | 41.8 | 46 | 46 | Natural Gas Fired Combustion Turbine | NG | GT | 5 | 2015 | 6 | 1971 | Essex | 40.7372 | -74.1206 | Map | Map | PJM
15147 | PSEG Fossil LLC | 2401 | PSEG Essex Generating Station | IPP Non-CHP | NJ | 122 |  | 41.8 | 46 | 46 | Natural Gas Fired Combustion Turbine | NG | GT | 5 | 2015 | 6 | 1971 | Essex | 40.7372 | -74.1206 | Map | Map | PJM
15147 | PSEG Fossil LLC | 2401 | PSEG Essex Generating Station | IPP Non-CHP | NJ | 123 |  | 41.8 | 46 | 46 | Natural Gas Fired Combustion Turbine | NG | GT | 5 | 2015 | 6 | 1971 | Essex | 40.7372 | -74.1206 | Map | Map | PJM
15147 | PSEG Fossil LLC | 2401 | PSEG Essex Generating Station | IPP Non-CHP | NJ | 124 |  | 41.8 | 46 | 46 | Natural Gas Fired Combustion Turbine | NG | GT | 5 | 2015 | 6 | 1971 | Essex | 40.7372 | -74.1206 | Map | Map | PJM
17235 | NRG REMA LLC | 8227 | Glen Gardner | IPP Non-CHP | NJ | 1 |  | 20 | 18 | 18 | Natural Gas Fired Combustion Turbine | NG | GT | 5 | 2015 | 6 | 1971 | Hunterdon | 40.6815 | -74.9207 | Map | Map | PJM
17235 | NRG REMA LLC | 8227 | Glen Gardner | IPP Non-CHP | NJ | 2 |  | 20 | 18 | 18 | Natural Gas Fired Combustion Turbine | NG | GT | 5 | 2015 | 6 | 1971 | Hunterdon | 40.6815 | -74.9207 | Map | Map | PJM
17235 | NRG REMA LLC | 8227 | Glen Gardner | IPP Non-CHP | NJ | 3 |  | 19.6 | 18 | 18 | Natural Gas Fired Combustion Turbine | NG | GT | 5 | 2015 | 6 | 1971 | Hunterdon | 40.6815 | -74.9207 | Map | Map | PJM
17235 | NRG REMA LLC | 8227 | Glen Gardner | IPP Non-CHP | NJ | 4 |  | 20 | 18 | 18 | Natural Gas Fired Combustion Turbine | NG | GT | 5 | 2015 | 6 | 1971 | Hunterdon | 40.6815 | -74.9207 | Map | Map | PJM
17235 | NRG REMA LLC | 8227 | Glen Gardner | IPP Non-CHP | NJ | 5 |  | 20 | 18 | 18 | Natural Gas Fired Combustion Turbine | NG | GT | 5 | 2015 | 7 | 1971 | Hunterdon | 40.6815 | -74.9207 | Map | Map | PJM
17235 | NRG REMA LLC | 8227 | Glen Gardner | IPP Non-CHP | NJ | 6 |  | 20 | 18 | 18 | Natural Gas Fired Combustion Turbine | NG | GT | 5 | 2015 | 7 | 1971 | Hunterdon | 40.6815 | -74.9207 | Map | Map | PJM
17235 | NRG REMA LLC | 8227 | Glen Gardner | IPP Non-CHP | NJ | 7 |  | 20 | 18 | 18 | Natural Gas Fired Combustion Turbine | NG | GT | 5 | 2015 | 7 | 1971 | Hunterdon | 40.6815 | -74.9207 | Map | Map | PJM
17235 | NRG REMA LLC | 8227 | Glen Gardner | IPP Non-CHP | NJ | 8 |  | 20 | 18 | 18 | Natural Gas Fired Combustion Turbine | NG | GT | 5 | 2015 | 7 | 1971 | Hunterdon | 40.6815 | -74.9207 | Map | Map | PJM
10277 | Kinsley's Landfill Inc | 10045 | Kinsleys Landfill | IPP Non-CHP | NJ | 0011 |  | 0.5 | 0.5 | 0.5 | Landfill Gas | LFG | IC | 10 | 2014 | 7 | 1985 | GLOUCESTER | 39.8217 | -75.0914 | Map | Map | PJM
10277 | Kinsley's Landfill Inc | 10045 | Kinsleys Landfill | IPP Non-CHP | NJ | 0012 |  | 0.5 | 0.5 | 0.5 | Landfill Gas | LFG | IC | 10 | 2014 | 7 | 1985 | GLOUCESTER | 39.8217 | -75.0914 | Map | Map | PJM
10277 | Kinsley's Landfill Inc | 10045 | Kinsleys Landfill | IPP Non-CHP | NJ | 0013 |  | 0.5 | 0.5 | 0.5 | Landfill Gas | LFG | IC | 10 | 2014 | 7 | 1985 | GLOUCESTER | 39.8217 | -75.0914 | Map | Map | PJM
10277 | Kinsley's Landfill Inc | 10045 | Kinsleys Landfill | IPP Non-CHP | NJ | 0014 |  | 0.5 | 0.5 | 0.5 | Landfill Gas | LFG | IC | 10 | 2014 | 7 | 1985 | GLOUCESTER | 39.8217 | -75.0914 | Map | Map | PJM
58437 | ACI Energy Partners LLC | 58442 | ACI Energy Partners LLC | IPP CHP | NJ | GEN1 |  | 7.8 | 7.2 | 8.1 | Natural Gas Fired Combustion Turbine | NG | GT | 9 | 2014 | 6 | 2012 | Atlantic | 39.3647 | -74.4156 | Map | Map | PJM
15147 | PSEG Fossil LLC | 2404 | PSEG Kearny Generating Station | IPP Non-CHP | NJ | 9 |  | 18.5 | 21 | 21 | Natural Gas Fired Combustion Turbine | NG | GT | 8 | 2014 | 5 | 1967 | Hudson | 40.7373 | -74.0965 | Map | Map | PJM
56606 | Calpine New Jersey Generation LLC | 2384 | Deepwater | IPP Non-CHP | NJ | 1 |  | 81.6 | 78.9 | 79.5 | Natural Gas Steam Turbine | NG | ST | 6 | 2014 | 12 | 1958 | Salem | 39.6831 | -75.5083 | Map | Map | PJM
56606 | Calpine New Jersey Generation LLC | 2384 | Deepwater | IPP Non-CHP | NJ | 6 |  | 73.5 | 81.2 | 82 | Natural Gas Steam Turbine | NG | ST | 6 | 2014 | 12 | 1954 | Salem | 39.6831 | -75.5083 | Map | Map | PJM
15147 | PSEG Fossil LLC | 2399 | PSEG Burlington Generating Station | IPP Non-CHP | NJ | 91 |  | 41.8 | 46.6 | 57.5 | Petroleum Liquids | DFO | GT | 6 | 2014 | 5 | 1972 | Burlington | 40.0766 | -74.8792 | Map | Map | PJM
15147 | PSEG Fossil LLC | 2399 | PSEG Burlington Generating Station | IPP Non-CHP | NJ | 92 |  | 41.8 | 47.3 | 55.8 | Petroleum Liquids | DFO | GT | 6 | 2014 | 5 | 1972 | Burlington | 40.0766 | -74.8792 | Map | Map | PJM
15147 | PSEG Fossil LLC | 2399 | PSEG Burlington Generating Station | IPP Non-CHP | NJ | 93 |  | 41.8 | 46.8 | 56.8 | Petroleum Liquids | DFO | GT | 6 | 2014 | 5 | 1972 | Burlington | 40.0766 | -74.8792 | Map | Map | PJM
15147 | PSEG Fossil LLC | 2399 | PSEG Burlington Generating Station | IPP Non-CHP | NJ | 94 |  | 41.8 | 46 | 55.8 | Petroleum Liquids | DFO | GT | 6 | 2014 | 5 | 1972 | Burlington | 40.0766 | -74.8792 | Map | Map | PJM
55768 | RC Cape May Holdings LLC | 2378 | B L England | IPP Non-CHP | NJ | 1 |  | 136 | 113 | 113 | Conventional Steam Coal | BIT | ST | 5 | 2014 | 10 | 1962 | Cape May | 39.2908 | -74.6364 | Map | Map | PJM
900 | Asbury Park Press Inc | 10157 | Asbury Park Press | Industrial CHP | NJ | ENG1 |  | 0.7 | 0.7 | 0.7 | Natural Gas Internal Combustion Engine | NG | IC | 5 | 2014 | 5 | 1987 | Monmouth | 40.2233 | -74.09 | Map | Map | PJM
900 | Asbury Park Press Inc | 10157 | Asbury Park Press | Industrial CHP | NJ | ENG2 |  | 0.7 | 0.7 | 0.7 | Natural Gas Internal Combustion Engine | NG | IC | 5 | 2014 | 5 | 1987 | Monmouth | 40.2233 | -74.09 | Map | Map | PJM
12827 | Montclair State Univ Cogen | 54708 | Montclair Cogen Facility | Commercial CHP | NJ | 1 |  | 4.1 | 3.7 | 4.3 | Natural Gas Fired Combustion Turbine | NG | GT | 12 | 2013 | 7 | 1993 | Essex | 40.8657 | -74.1945 | Map | Map | PJM
16723 | Merck Sharp & Dohme Corp | 54970 | Merck Sharp & Dohme Cogen Facility | Commercial CHP | NJ | GEN1 |  | 3.7 | 3.4 | 4 | Natural Gas Fired Combustion Turbine | NG | GT | 11 | 2013 | 2 | 1994 | Union | 40.683 | -74.2331 | Map | Map | PJM
16723 | Merck Sharp & Dohme Corp | 54970 | Merck Sharp & Dohme Cogen Facility | Commercial CHP | NJ | GEN2 |  | 4.4 | 4.2 | 4.6 | Natural Gas Fired Combustion Turbine | NG | GT | 11 | 2013 | 12 | 1999 | Union | 40.683 | -74.2331 | Map | Map | PJM
19856 | City of Vineland - (NJ) | 2434 | Howard Down | Electric Utility | NJ | 10 |  | 25 | 23 | 23 | Petroleum Liquids | RFO | ST | 9 | 2012 | 5 | 1970 | Cumberland | 39.4889 | -75.0347 | Map | Map | PJM
15147 | PSEG Fossil LLC | 2404 | PSEG Kearny Generating Station | IPP Non-CHP | NJ | 10 |  | 146.2 | 122 | 0 | Natural Gas Fired Combustion Turbine | NG | GT | 6 | 2012 | 5 | 1970 | Hudson | 40.7373 | -74.0965 | Map | Map | PJM
15147 | PSEG Fossil LLC | 2404 | PSEG Kearny Generating Station | IPP Non-CHP | NJ | 11 |  | 146.2 | 128 | 0 | Natural Gas Fired Combustion Turbine | NG | GT | 6 | 2012 | 12 | 1969 | Hudson | 40.7373 | -74.0965 | Map | Map | PJM
57249 | EPP Renewable Energy | 56511 | Pennsauken Landfill | IPP Non-CHP | NJ | GEN3 |  | 0.9 | 0.9 | 0.9 | Landfill Gas | LFG | IC | 5 | 2012 | 12 | 2004 | Camden | 39.9894 | -75.04 | Map | Map | PJM
15147 | PSEG Fossil LLC | 2403 | PSEG Hudson Generating Station | IPP Non-CHP | NJ | 1 |  | 454.7 | 182.8 |  | Natural Gas Steam Turbine | NG | ST | 12 | 2011 | 12 | 1964 | Hudson | 40.7478 | -74.0722 | Map | Map | PJM
10402 | KMS Crossroads Inc | 50693 | KMS Crossroads | IPP CHP | NJ | DG-1 |  | 1.1 | 0.1 | 0.1 | Natural Gas Internal Combustion Engine | NG | IC | 12 | 2011 | 1 | 1988 | Bergen | 41.1044 | -74.1622 | Map | Map
10402 | KMS Crossroads Inc | 50693 | KMS Crossroads | IPP CHP | NJ | DG-3 |  | 1.1 | 0.1 | 0.1 | Natural Gas Internal Combustion Engine | NG | IC | 12 | 2011 | 1 | 1988 | Bergen | 41.1044 | -74.1622 | Map | Map
10402 | KMS Crossroads Inc | 50693 | KMS Crossroads | IPP CHP | NJ | TG-4 |  | 7 | 0.1 | 0.1 | Natural Gas Fired Combustion Turbine | NG | GT | 12 | 2011 | 6 | 1996 | Bergen | 41.1044 | -74.1622 | Map | Map
57178 | Energy Equipment | 55159 | Balefill LFG Project | IPP Non-CHP | NJ | UNT1 |  | 1.9 | 0.1 | 0.2 | Landfill Gas | LFG | IC | 12 | 2011 | 10 | 1998 | BERGEN | 40.7725 | -74.1239 | Map | Map
57178 | Energy Equipment | 55159 | Balefill LFG Project | IPP Non-CHP | NJ | UNT2 |  | 1.9 | 0.1 | 0.2 | Landfill Gas | LFG | IC | 12 | 2011 | 10 | 1998 | BERGEN | 40.7725 | -74.1239 | Map | Map
57178 | Energy Equipment | 55604 | HMDC Kingsland Landfill | IPP Non-CHP | NJ | UNT1 |  | 0.9 | 0.1 | 0.1 | Landfill Gas | LFG | IC | 12 | 2011 | 4 | 1999 | BERGEN | 40.7911 | -74.1139 | Map | Map
57178 | Energy Equipment | 55604 | HMDC Kingsland Landfill | IPP Non-CHP | NJ | UNT2 |  | 0.9 | 0.1 | 0.1 | Landfill Gas | LFG | IC | 12 | 2011 | 4 | 1999 | BERGEN | 40.7911 | -74.1139 | Map | Map
57178 | Energy Equipment | 55604 | HMDC Kingsland Landfill | IPP Non-CHP | NJ | UNT3 |  | 0.9 | 0.1 | 0.1 | Landfill Gas | LFG | IC | 12 | 2011 | 7 | 2002 | BERGEN | 40.7911 | -74.1139 | Map | Map
50103 | Sunoco Inc | 55113 | Sunoco Eagle Point Refinery | Industrial CHP | NJ | TR1 |  | 7.5 | 7 | 7.1 | Other Gases | OG | ST | 7 | 2011 | 1 | 1949 | Gloucester | 39.8743 | -75.1595 | Map | Map
50103 | Sunoco Inc | 55113 | Sunoco Eagle Point Refinery | Industrial CHP | NJ | TR2 |  | 7.5 | 7 | 7.1 | Other Gases | OG | ST | 7 | 2011 | 1 | 1949 | Gloucester | 39.8743 | -75.1595 | Map | Map
50103 | Sunoco Inc | 55113 | Sunoco Eagle Point Refinery | Industrial CHP | NJ | TR3 |  | 7.5 | 7 | 7.1 | Other Gases | OG | ST | 7 | 2011 | 1 | 1949 | Gloucester | 39.8743 | -75.1595 | Map | Map
19856 | City of Vineland - (NJ) | 2434 | Howard Down | Electric Utility | NJ | 9 |  | 16.5 | 17 | 17 | Petroleum Liquids | RFO | ST | 6 | 2010 | 12 | 1960 | Cumberland | 39.4889 | -75.0347 | Map | Map | PJM
21148 | Zapco Energy Tactics Corp | 50788 | Lafayette Energy Partners LP | IPP Non-CHP | NJ | HA1 |  | 0.6 | 0.5 | 0.5 | Landfill Gas | LFG | IC | 2 | 2010 | 7 | 1990 | Sussex | 41.175 | -74.7631 | Map | Map | PJM
21148 | Zapco Energy Tactics Corp | 50788 | Lafayette Energy Partners LP | IPP Non-CHP | NJ | HA2 |  | 0.6 | 0.5 | 0.5 | Landfill Gas | LFG | IC | 2 | 2010 | 7 | 1990 | Sussex | 41.175 | -74.7631 | Map | Map | PJM
14966 | Pharmacia Corp | 10284 | Pharmacia | Commercial CHP | NJ | TG-1 |  | 0.8 | 0.7 | 0.8 | Natural Gas Fired Combustion Turbine | NG | GT | 12 | 2009 | 9 | 1986 | Somerset | 40.7125 | -74.9703 | Map | Map
14966 | Pharmacia Corp | 10284 | Pharmacia | Commercial CHP | NJ | TG-2 |  | 0.8 | 0.7 | 0.8 | Natural Gas Fired Combustion Turbine | NG | GT | 12 | 2009 | 9 | 1986 | Somerset | 40.7125 | -74.9703 | Map | Map
14966 | Pharmacia Corp | 10284 | Pharmacia | Commercial CHP | NJ | TG-3 |  | 0.8 | 0.8 | 0.8 | Natural Gas Fired Combustion Turbine | NG | GT | 12 | 2009 | 9 | 1986 | Somerset | 40.7125 | -74.9703 | Map | Map
14966 | Pharmacia Corp | 10284 | Pharmacia | Commercial CHP | NJ | TG-4 |  | 0.8 | 0.7 | 0.8 | Natural Gas Fired Combustion Turbine | NG | GT | 12 | 2009 | 9 | 1986 | Somerset | 40.7125 | -74.9703 | Map | Map
14966 | Pharmacia Corp | 10284 | Pharmacia | Commercial CHP | NJ | TG-5 |  | 0.8 | 0.7 | 0.8 | Natural Gas Fired Combustion Turbine | NG | GT | 12 | 2009 | 9 | 1986 | Somerset | 40.7125 | -74.9703 | Map | Map
14966 | Pharmacia Corp | 10284 | Pharmacia | Commercial CHP | NJ | TG-6 |  | 0.8 | 0.7 | 0.8 | Natural Gas Fired Combustion Turbine | NG | GT | 12 | 2009 | 9 | 1986 | Somerset | 40.7125 | -74.9703 | Map | Map
2895 | Calpine Newark LLC | 50797 | Newark Power Plant | IPP Non-CHP | NJ | GEN1 |  | 45.9 | 40.9 | 42 | Natural Gas Fired Combined Cycle | NG | CT | 12 | 2009 | 11 | 1990 | Essex | 40.7364 | -74.1286 | Map | Map
2895 | Calpine Newark LLC | 50797 | Newark Power Plant | IPP Non-CHP | NJ | GEN2 |  | 18.7 | 16.1 | 17.6 | Natural Gas Fired Combined Cycle | NG | CA | 12 | 2009 | 11 | 1990 | Essex | 40.7364 | -74.1286 | Map | Map
19856 | City of Vineland - (NJ) | 2434 | Howard Down | Electric Utility | NJ | 8 |  | 12.5 | 11 | 11 | Petroleum Liquids | RFO | ST | 6 | 2009 | 10 | 1955 | Cumberland | 39.4889 | -75.0347 | Map | Map | PJM
19856 | City of Vineland - (NJ) | 2434 | Howard Down | Electric Utility | NJ | 5 |  | 4 | 3 | 3 | Petroleum Liquids | RFO | ST | 12 | 2008 | 88 | 1942 | Cumberland | 39.4889 | -75.0347 | Map | Map | PJM
19856 | City of Vineland - (NJ) | 2434 | Howard Down | Electric Utility | NJ | 6 |  | 5 | 4 | 4 | Petroleum Liquids | RFO | ST | 12 | 2008 | 88 | 1949 | Cumberland | 39.4889 | -75.0347 | Map | Map | PJM
19856 | City of Vineland - (NJ) | 2434 | Howard Down | Electric Utility | NJ | 7 |  | 7.5 | 8 | 8 | Petroleum Liquids | RFO | ST | 12 | 2008 | 12 | 1952 | Cumberland | 39.4889 | -75.0347 | Map | Map | PJM
12716 | Minnesota Methane LLC | 55092 | O'Brien Biogas IV LLC | IPP Non-CHP | NJ | UNT1 |  | 9.9 | 9.5 | 9.5 | Landfill Gas | LFG | ST | 10 | 2008 | 9 | 1997 | Middlesex | 40.4297 | -74.4181 | Map | Map
18311 | Summit Property Co LLC | 50313 | Summit Property Pharmaceutical | Industrial CHP | NJ | TURB |  | 2.8 | 2.5 | 2.8 | Natural Gas Fired Combustion Turbine | NG | GT | 5 | 2008 | 5 | 1986 | Union
19148 | Veolia Energy Trenton L.P | 50094 | Veolia Energy Trenton L.P. | Commercial CHP | NJ | 7213 |  | 6 | 3 | 5 | Natural Gas Internal Combustion Engine | NG | IC | 1 | 2008 | 12 | 1983 | Mercer | 40.2167 | -74.7667 | Map | Map | PJM
12311 | Merck & Co Inc | 10224 | Merck Rahway Power Plant | Industrial CHP | NJ | GEN7 |  | 4 | 3.8 | 3.8 | Petroleum Liquids | DFO | ST | 11 | 2007 | 1 | 1968 | Union | 40.6156 | -74.2653 | Map | Map | PJM
16397 | Rowan University | 50173 | Rowan University | Commercial CHP | NJ | GEN1 |  | 1.5 | 1.2 | 1.5 | Natural Gas Fired Combustion Turbine | NG | GT | 11 | 2006 | 1 | 1992 | Gloucester | 39.7083 | -75.1158 | Map | Map
15147 | PSEG Fossil LLC | 2397 | PSEG Bayonne Generating Station | IPP Non-CHP | NJ | 1 |  | 21.2 | 20 | 24 | Petroleum Liquids | KER | GT | 5 | 2006 | 6 | 1970 | Hudson | 40.6608 | -74.0853 | Map | Map
15147 | PSEG Fossil LLC | 2397 | PSEG Bayonne Generating Station | IPP Non-CHP | NJ | 2 |  | 21 | 20 | 25 | Petroleum Liquids | KER | GT | 5 | 2006 | 6 | 1970 | Hudson | 40.6608 | -74.0853 | Map | Map
15147 | PSEG Fossil LLC | 2406 | PSEG Linden Generating Station | IPP Non-CHP | NJ | 1 |  | 181.4 | 180 | 180 | Petroleum Liquids | RFO | ST | 5 | 2006 | 5 | 1957 | Union | 40.6217 | -74.2072 | Map | Map | PJM
15147 | PSEG Fossil LLC | 2406 | PSEG Linden Generating Station | IPP Non-CHP | NJ | 2 |  | 181.4 | 250 | 250 | Petroleum Liquids | RFO | ST | 5 | 2006 | 12 | 1957 | Union | 40.6217 | -74.2072 | Map | Map | PJM
15147 | PSEG Fossil LLC | 2406 | PSEG Linden Generating Station | IPP Non-CHP | NJ | 3 |  | 18.5 | 0 | 0 | Natural Gas Fired Combustion Turbine | NG | GT | 5 | 2006 | 7 | 1967 | Union | 40.6217 | -74.2072 | Map | Map | PJM
17207 | Simkins Industries Inc | 10552 | Lowe Paper Simkins Industries | Industrial CHP | NJ | GEN1 |  | 3 | 2.8 | 2.8 | Petroleum Liquids | RFO | ST | 5 | 2006 | 1 | 1909 | Bergen | 40.8347 | -74.0125 | Map | Map
6309 | FiberMark | 10851 | FiberMark Warren Glen Mill | Industrial CHP | NJ | GEN1 |  | 2 | 2 | 2 | Natural Gas Steam Turbine | NG | ST | 4 | 2006 | 6 | 1936 | Hunterdon
6309 | FiberMark | 10851 | FiberMark Warren Glen Mill | Industrial CHP | NJ | GEN2 |  | 0.3 | 0.1 | 0.2 | Conventional Hydroelectric | WAT | HY | 4 | 2006 | 6 | 1936 | Hunterdon
4664 | Curtis Specialty Papers | 10616 | Milford Power LP | Industrial CHP | NJ | GEN1 |  | 28 | 26 | 30 | Natural Gas Fired Combined Cycle | NG | CT | 3 | 2006 | 7 | 1989 | Hunterdon | 40.5622 | -75.0875 | Map | Map
4664 | Curtis Specialty Papers | 10616 | Milford Power LP | Industrial CHP | NJ | GEN2 |  | 5 | 5 | 5 | Natural Gas Fired Combined Cycle | NG | CA | 3 | 2006 | 7 | 1989 | Hunterdon | 40.5622 | -75.0875 | Map | Map
4664 | Curtis Specialty Papers | 10616 | Milford Power LP | Industrial CHP | NJ | GEN3 |  | 3.5 | 3.5 | 3.5 | Natural Gas Fired Combined Cycle | NG | CA | 3 | 2006 | 7 | 1989 | Hunterdon | 40.5622 | -75.0875 | Map | Map
49964 | DSM Nutritional Products | 54416 | Roche Vitamins | Industrial CHP | NJ | GEN2 |  | 2.3 | 1.3 | 1.3 | Natural Gas Steam Turbine | NG | ST | 9 | 2005 | 3 | 1995 | WARREN | 40.8344 | -74.9625 | Map | Map
49964 | DSM Nutritional Products | 54416 | Roche Vitamins | Industrial CHP | NJ | GEN3 |  | 38.2 | 32.9 | 34.1 | Natural Gas Fired Combustion Turbine | NG | GT | 9 | 2005 | 6 | 1998 | WARREN | 40.8344 | -74.9625 | Map | Map
15147 | PSEG Fossil LLC | 2404 | PSEG Kearny Generating Station | IPP Non-CHP | NJ | 7 |  | 147 | 150 | 150 | Petroleum Liquids | RFO | ST | 6 | 2005 | 3 | 1953 | Hudson | 40.7373 | -74.0965 | Map | Map | PJM
15147 | PSEG Fossil LLC | 2404 | PSEG Kearny Generating Station | IPP Non-CHP | NJ | 8 |  | 147 | 150 | 150 | Petroleum Liquids | RFO | ST | 6 | 2005 | 1 | 1953 | Hudson | 40.7373 | -74.0965 | Map | Map | PJM
56606 | Calpine New Jersey Generation LLC | 2384 | Deepwater | IPP Non-CHP | NJ | GTA |  | 18.6 | 19 | 24 | Natural Gas Fired Combustion Turbine | NG | GT | 5 | 2005 | 4 | 1967 | Salem | 39.6831 | -75.5083 | Map | Map | PJM
56606 | Calpine New Jersey Generation LLC | 2384 | Deepwater | IPP Non-CHP | NJ | 4 |  | 53 | 54 | 54 | Petroleum Liquids | RFO | ST | 4 | 2004 | 5 | 1930 | Salem | 39.6831 | -75.5083 | Map | Map | PJM
15147 | PSEG Fossil LLC | 2399 | PSEG Burlington Generating Station | IPP Non-CHP | NJ | 101 |  | 44.8 | 49 | 52 | Natural Gas Fired Combined Cycle | NG | CT | 4 | 2004 | 6 | 1993 | Burlington | 40.0766 | -74.8792 | Map | Map | PJM
15147 | PSEG Fossil LLC | 2399 | PSEG Burlington Generating Station | IPP Non-CHP | NJ | 102 |  | 44.8 | 49 | 52 | Natural Gas Fired Combined Cycle | NG | CT | 4 | 2004 | 6 | 1993 | Burlington | 40.0766 | -74.8792 | Map | Map | PJM
15147 | PSEG Fossil LLC | 2399 | PSEG Burlington Generating Station | IPP Non-CHP | NJ | 103 |  | 44.8 | 49 | 52 | Natural Gas Fired Combined Cycle | NG | CT | 4 | 2004 | 6 | 1993 | Burlington | 40.0766 | -74.8792 | Map | Map | PJM
15147 | PSEG Fossil LLC | 2399 | PSEG Burlington Generating Station | IPP Non-CHP | NJ | 104 |  | 44.8 | 49 | 52 | Natural Gas Fired Combined Cycle | NG | CT | 4 | 2004 | 6 | 1993 | Burlington | 40.0766 | -74.8792 | Map | Map | PJM
15147 | PSEG Fossil LLC | 2399 | PSEG Burlington Generating Station | IPP Non-CHP | NJ | 105 |  | 44.9 | 49 | 52 | Natural Gas Fired Combined Cycle | NG | CA | 4 | 2004 | 6 | 1972 | Burlington | 40.0766 | -74.8792 | Map | Map | PJM
623 | Anheuser-Busch Inc | 54913 | Anheuser-Busch Newark Brewery | Industrial CHP | NJ | GEN1 |  | 6.5 | 6.5 | 6.5 | Natural Gas Fired Combustion Turbine | NG | GT | 4 | 2004 | 6 | 1995 | Essex | 40.7358 | -74.1731 | Map | Map | PJM
623 | Anheuser-Busch Inc | 54913 | Anheuser-Busch Newark Brewery | Industrial CHP | NJ | GEN2 |  | 6.5 | 6.5 | 6.5 | Natural Gas Fired Combustion Turbine | NG | GT | 4 | 2004 | 11 | 1995 | Essex | 40.7358 | -74.1731 | Map | Map | PJM
17235 | NRG REMA LLC | 2390 | Sayreville | IPP Non-CHP | NJ | 4 |  | 125 | 114 | 117 | Petroleum Liquids | DFO | ST | 2 | 2004 | 4 | 1955 | Middlesex | 40.4765 | -74.3523 | Map | Map | PJM
17235 | NRG REMA LLC | 2390 | Sayreville | IPP Non-CHP | NJ | 5 |  | 125 | 115 | 117 | Natural Gas Steam Turbine | NG | ST | 2 | 2004 | 10 | 1958 | Middlesex | 40.4765 | -74.3523 | Map | Map | PJM
19857 | Vineland Cogeneration LP | 54807 | Vineland Cogeneration Plant | IPP CHP | NJ | GEN1 |  | 42.5 | 42.5 | 42.5 | Natural Gas Fired Combined Cycle | NG | CT | 2 | 2004 | 6 | 1994 | Cumberland | 39.55 | -75.05 | Map | Map
19857 | Vineland Cogeneration LP | 54807 | Vineland Cogeneration Plant | IPP CHP | NJ | GEN2 |  | 11.9 | 4 | 4 | Natural Gas Fired Combined Cycle | NG | CA | 2 | 2004 | 6 | 1994 | Cumberland | 39.55 | -75.05 | Map | Map
60557 | PB Nutclif Master, LLC | 10123 | Hoffmann LaRoche | Industrial CHP | NJ | TG1 |  | 4 | 3 | 4 | Natural Gas Fired Combustion Turbine | NG | GT | 12 | 2003 | 1 | 1987 | Essex | 40.8359 | -74.155 | Map | Map | PJM
60557 | PB Nutclif Master, LLC | 10123 | Hoffmann LaRoche | Industrial CHP | NJ | TG2 |  | 4 | 3 | 3 | Natural Gas Fired Combustion Turbine | NG | GT | 12 | 2003 | 1 | 1987 | Essex | 40.8359 | -74.155 | Map | Map | PJM
60557 | PB Nutclif Master, LLC | 10123 | Hoffmann LaRoche | Industrial CHP | NJ | TG3 |  | 4 | 3 | 3 | Natural Gas Fired Combustion Turbine | NG | GT | 12 | 2003 | 1 | 1987 | Essex | 40.8359 | -74.155 | Map | Map | PJM
8479 | Hercules Inc | 54522 | Green Tree Chemical Technologies | Industrial CHP | NJ | NO.2 |  | 1.5 | 1.5 | 1.5 | Petroleum Liquids | DFO | ST | 12 | 2003 | 1 | 1946 | Middlesex | 40.4494 | -74.3372 | Map | Map
8479 | Hercules Inc | 54522 | Green Tree Chemical Technologies | Industrial CHP | NJ | NO.4 |  | 3 | 3 | 3 | Petroleum Liquids | DFO | ST | 12 | 2003 | 1 | 1936 | Middlesex | 40.4494 | -74.3372 | Map | Map
15147 | PSEG Fossil LLC | 2403 | PSEG Hudson Generating Station | IPP Non-CHP | NJ | 3 |  | 115.2 | 129 | 140 | Petroleum Liquids | KER | GT | 10 | 2003 | 12 | 1967 | Hudson | 40.7478 | -74.0722 | Map | Map | PJM
13943 | Ocean County Utilities Auth | 54569 | Bayville Central Facility | Commercial CHP | NJ | SBG1 |  | 0.6 | 0.6 | 0.6 | Petroleum Liquids | DFO | IC | 12 | 2002 | 9 | 1988 | Ocean | 39.9094 | -74.178 | Map | Map | PJM
59069 | CIP II/AR Bridgewater Holdings LLC | 10122 | CIP II/AR Bridgewater Holdings - NJCOE | Commercial CHP | NJ | 01 |  | 3.7 | 2.7 | 3.5 | Natural Gas Fired Combustion Turbine | NG | GT | 11 | 2002 | 9 | 1993 | Somerset | 40.624 | -74.634 | Map | Map | PJM
16779 | Schweitzer-Maudit Intl Inc | 10044 | Schweitzer Mauduit International | Industrial CHP | NJ | 1 |  | 3.6 | 0.8 | 1.6 | Natural Gas Steam Turbine | NG | ST | 5 | 2002 | 3 | 1985 | Middlesex | 40.4028 | -74.3756 | Map | Map
61130 | Helix Ravenswood, LLC | 2500 | Ravenswood | IPP Non-CHP | NY | GT33 |  | 42.9 |  |  | Natural Gas Fired Combustion Turbine | NG | GT | 11 | 2017 | 6 | 1969 | Queens | 40.7592 | -73.9461 | Map | Map | NYIS
61130 | Helix Ravenswood, LLC | 2500 | Ravenswood | IPP Non-CHP | NY | GT7 |  | 22 |  |  | Natural Gas Fired Combustion Turbine | NG | GT | 3 | 2017 | 6 | 1969 | Queens | 40.7592 | -73.9461 | Map | Map | NYIS
8758 | Honeywell Farm Inc | 10125 | Honeywell Farms | Industrial CHP | NY | 1 |  | 0.8 | 0.8 | 0.8 | Natural Gas Internal Combustion Engine | NG | IC | 12 | 2016 | 10 | 1992 | Queens | 40.6973 | -73.7998 | Map | Map | NYIS
8758 | Honeywell Farm Inc | 10125 | Honeywell Farms | Industrial CHP | NY | 2 |  | 0.8 | 0.8 | 0.8 | Natural Gas Internal Combustion Engine | NG | IC | 12 | 2016 | 12 | 1992 | Queens | 40.6973 | -73.7998 | Map | Map | NYIS
8758 | Honeywell Farm Inc | 10125 | Honeywell Farms | Industrial CHP | NY | 3 |  | 0.8 | 0.8 | 0.8 | Petroleum Liquids | DFO | IC | 12 | 2016 | 6 | 1974 | Queens | 40.6973 | -73.7998 | Map | Map | NYIS
8758 | Honeywell Farm Inc | 10125 | Honeywell Farms | Industrial CHP | NY | 4 |  | 0.8 | 0.8 | 0.8 | Petroleum Liquids | DFO | IC | 12 | 2016 | 6 | 1974 | Queens | 40.6973 | -73.7998 | Map | Map | NYIS
8758 | Honeywell Farm Inc | 10125 | Honeywell Farms | Industrial CHP | NY | 5 |  | 0.8 | 0.8 | 0.8 | Natural Gas Internal Combustion Engine | NG | IC | 12 | 2016 | 5 | 1990 | Queens | 40.6973 | -73.7998 | Map | Map | NYIS
8758 | Honeywell Farm Inc | 10125 | Honeywell Farms | Industrial CHP | NY | 6 |  | 0.4 | 0.4 | 0.4 | Natural Gas Internal Combustion Engine | NG | IC | 12 | 2016 | 5 | 1990 | Queens | 40.6973 | -73.7998 | Map | Map | NYIS
55807 | Niagara Generation LLC | 50202 | WPS Power Niagara | IPP Non-CHP | NY | GEN1 |  | 56 | 41.1 | 37.1 | Wood/Wood Waste Biomass | WDS | ST | 12 | 2016 | 8 | 1991 | Niagara | 43.0804 | -79.0082 | Map | Map | NYIS
57433 | ReEnergy Chateaugay LLC | 50277 | ReEnergy Chateaugay Power Station | IPP Non-CHP | NY | GEN1 |  | 19.7 | 18 | 18 | Wood/Wood Waste Biomass | WDS | ST | 8 | 2016 | 2 | 1993 | Franklin | 44.8927 | -74.0746 | Map | Map | NYIS
13168 | NRG Huntley Operations Inc | 2549 | C R Huntley Generating Station | IPP Non-CHP | NY | 67 |  | 200 | 190 | 190 | Conventional Steam Coal | SUB | ST | 3 | 2016 | 10 | 1957 | Erie | 42.97 | -78.93 | Map | Map | NYIS
13168 | NRG Huntley Operations Inc | 2549 | C R Huntley Generating Station | IPP Non-CHP | NY | S68 |  | 200 | 190 | 190 | Conventional Steam Coal | SUB | ST | 3 | 2016 | 11 | 1958 | Erie | 42.97 | -78.93 | Map | Map | NYIS
58133 | Mercy Medical Center | 58163 | Mercy Medical Center | Commercial Non-CHP | NY | 2 |  | 0.4 | 0.4 | 0.4 | Petroleum Liquids | DFO | IC | 12 | 2015 | 1 | 1992 | Nassau | 40.6883 | -73.6308 | Map | Map | NYIS
13484 | New York Methodist Hospital | 52091 | New York Methodist Hospital | IPP CHP | NY | 3A |  | 0.9 | 0.7 | 0.9 | Natural Gas Internal Combustion Engine | NG | IC | 8 | 2015 | 1 | 1991 | Kings | 40.6679 | -73.9787 | Map | Map | NYIS
13484 | New York Methodist Hospital | 52091 | New York Methodist Hospital | IPP CHP | NY | 4C |  | 0.9 | 0.7 | 0.9 | Natural Gas Internal Combustion Engine | NG | IC | 8 | 2015 | 1 | 1991 | Kings | 40.6679 | -73.9787 | Map | Map | NYIS
60262 | Electrical Power worX Corp | 60479 | LIRR Malverne Wayside Energy Storage Sys | Commercial Non-CHP | NY | BA1 |  | 1 | 1 | 1 | Batteries | MWH | BA | 6 | 2015 | 8 | 2014 | Nassau | 40.6753 | -73.6731 | Map | Map | NYIS
60262 | Electrical Power worX Corp | 60479 | LIRR Malverne Wayside Energy Storage Sys | Commercial Non-CHP | NY | BA2 |  | 1 | 1 | 1 | Batteries | MWH | BA | 6 | 2015 | 8 | 2014 | Nassau | 40.6753 | -73.6731 | Map | Map | NYIS
21148 | Zapco Energy Tactics Corp | 50348 | Oceanside Energy | IPP Non-CHP | NY | OS3 |  | 0.7 | 0.6 | 0.6 | Landfill Gas | LFG | IC | 4 | 2015 | 12 | 1990 | Nassau | 40.6369 | -73.6383 | Map | Map | NYIS
26642 | PE Bay Shore LLC | 54541 | Entenmanns Energy Center | IPP CHP | NY | 1 |  | 1.3 | 1.3 | 1.3 | Natural Gas Internal Combustion Engine | NG | IC | 9 | 2014 | 5 | 1994 | Suffolk | 40.7392 | -73.2597 | Map | Map | NYIS
26642 | PE Bay Shore LLC | 54541 | Entenmanns Energy Center | IPP CHP | NY | 2 |  | 1.3 | 1.3 | 1.3 | Natural Gas Internal Combustion Engine | NG | IC | 9 | 2014 | 5 | 1994 | Suffolk | 40.7392 | -73.2597 | Map | Map | NYIS
26642 | PE Bay Shore LLC | 54541 | Entenmanns Energy Center | IPP CHP | NY | 3 |  | 1.3 | 1.3 | 1.3 | Natural Gas Internal Combustion Engine | NG | IC | 9 | 2014 | 5 | 1994 | Suffolk | 40.7392 | -73.2597 | Map | Map | NYIS
26642 | PE Bay Shore LLC | 54541 | Entenmanns Energy Center | IPP CHP | NY | 4 |  | 1.3 | 1.3 | 1.3 | Petroleum Liquids | DFO | IC | 9 | 2014 | 5 | 1994 | Suffolk | 40.7392 | -73.2597 | Map | Map | NYIS
60545 | City of Auburn, New York | 57636 | Auburn LFG Energy Facility | IPP Non-CHP | NY | 2 |  | 1.1 | 1.1 | 1.1 | Landfill Gas | LFG | IC | 4 | 2014 | 1 | 2010 | Cayuga | 42.9441 | -76.5939 | Map | Map | NYIS
16183 | Rochester Gas & Electric Corp | 2644 | Rochester 9 | Electric Utility | NY | 2 |  | 19 | 14 | 19.2 | Natural Gas Fired Combustion Turbine | NG | GT | 2 | 2014 | 11 | 1969 | Monroe | 43.151 | -77.6601 | Map | Map | NYIS
40 | Hospira Inc | 55788 | Hospira Inc | Industrial Non-CHP | NY | GEN1 |  | 1.1 | 1.1 | 1.1 | Natural Gas Internal Combustion Engine | NG | IC | 12 | 2013 | 1 | 1995 | ERIE | 42.9167 | -78.7333 | Map | Map | NYIS
40 | Hospira Inc | 55788 | Hospira Inc | Industrial Non-CHP | NY | GEN2 |  | 1.1 | 1.1 | 1.1 | Natural Gas Internal Combustion Engine | NG | IC | 12 | 2013 | 1 | 1995 | ERIE | 42.9167 | -78.7333 | Map | Map | NYIS
19194 | Syracuse Energy Corp | 50651 | Syracuse Energy | IPP CHP | NY | GEN1 |  | 90.6 | 62.8 | 61.9 | Conventional Steam Coal | BIT | ST | 9 | 2013 | 8 | 1991 | Onondaga | 43.0653 | -76.2086 | Map | Map | NYIS
19194 | Syracuse Energy Corp | 50651 | Syracuse Energy | IPP CHP | NY | GEN2 |  | 10.5 | 11 | 11 | Conventional Steam Coal | BIT | ST | 9 | 2013 | 7 | 2002 | Onondaga | 43.0653 | -76.2086 | Map | Map | NYIS
58189 | Oak Tree Farm Dairy, Inc. | 58221 | Oak Tree Farm Dairy Facility | Industrial CHP | NY | 1 |  | 0.4 | 0.3 | 0.3 | Petroleum Liquids | DFO | IC | 7 | 2013 | 9 | 1985 | Suffolk | 40.8494 | -73.3344 | Map | Map | NYIS
58189 | Oak Tree Farm Dairy, Inc. | 58221 | Oak Tree Farm Dairy Facility | Industrial CHP | NY | 2 |  | 0.4 | 0.3 | 0.3 | Petroleum Liquids | DFO | IC | 7 | 2013 | 9 | 1985 | Suffolk | 40.8494 | -73.3344 | Map | Map | NYIS
58189 | Oak Tree Farm Dairy, Inc. | 58221 | Oak Tree Farm Dairy Facility | Industrial CHP | NY | 3 |  | 0.4 | 0.3 | 0.3 | Petroleum Liquids | DFO | IC | 7 | 2013 | 9 | 1985 | Suffolk | 40.8494 | -73.3344 | Map | Map | NYIS
58189 | Oak Tree Farm Dairy, Inc. | 58221 | Oak Tree Farm Dairy Facility | Industrial CHP | NY | 4 |  | 0.4 | 0.3 | 0.3 | Petroleum Liquids | DFO | IC | 7 | 2013 | 9 | 1985 | Suffolk | 40.8494 | -73.3344 | Map | Map | NYIS
6775 | Village of Freeport - (NY) | 2678 | Plant No 1 Freeport | Electric Utility | NY | 1 |  | 2.1 | 1.5 | 1.5 | Petroleum Liquids | DFO | IC | 6 | 2013 | 1 | 1941 | Nassau | 40.6561 | -73.5922 | Map | Map | NYIS
56505 | National Grid Generation LLC | 2515 | Montauk | Electric Utility | NY | 2 |  | 2 |  |  | Petroleum Liquids | DFO | IC | 5 | 2013 | 12 | 1962 | Suffolk | 41.0425 | -71.9578 | Map | Map | NYIS
56505 | National Grid Generation LLC | 2515 | Montauk | Electric Utility | NY | 3 |  | 2 |  |  | Petroleum Liquids | DFO | IC | 5 | 2013 | 11 | 1965 | Suffolk | 41.0425 | -71.9578 | Map | Map | NYIS
56505 | National Grid Generation LLC | 2515 | Montauk | Electric Utility | NY | 4 |  | 2 |  |  | Petroleum Liquids | DFO | IC | 5 | 2013 | 11 | 1965 | Suffolk | 41.0425 | -71.9578 | Map | Map | NYIS
57348 | AES ES Westover LLC | 57972 | AES Johnson City | IPP Non-CHP | NY | JCP1 |  | 8 | 8 | 8 | Batteries | MWH | BA | 5 | 2013 | 12 | 2010 | Broome | 42.1125 | -75.9761 | Map | Map | NYIS
56438 | Delaware County Electric Coop, Inc | 57129 | Catskill Mts Energy Corporation | IPP Non-CHP | NY | G1 |  | 1.1 | 1.1 | 1.1 | Landfill Gas | LFG | IC | 1 | 2013 | 12 | 2008 | DELAWARE | 42.1592 | -75.0483 | Map | Map | NYIS
56334 | WEHRAN Energy Corporation | 55778 | Brookhaven Facility | IPP Non-CHP | NY | BH2 |  | 1.3 | 1.2 | 1.2 | Landfill Gas | LFG | IC | 12 | 2012 | 1 | 1995 | Suffolk | 40.7783 | -72.9156 | Map | Map | NYIS
56334 | WEHRAN Energy Corporation | 55778 | Brookhaven Facility | IPP Non-CHP | NY | BH3 |  | 1.3 | 1.2 | 1.2 | Landfill Gas | LFG | IC | 12 | 2012 | 1 | 1995 | Suffolk | 40.7783 | -72.9156 | Map | Map | NYIS
56334 | WEHRAN Energy Corporation | 55778 | Brookhaven Facility | IPP Non-CHP | NY | BH4 |  | 1.3 | 1.2 | 1.2 | Landfill Gas | LFG | IC | 12 | 2012 | 1 | 1995 | Suffolk | 40.7783 | -72.9156 | Map | Map | NYIS
15296 | New York Power Authority | 650 | Kensico | Electric Utility | NY | 1 |  | 1 | 1 | 1 | Conventional Hydroelectric | WAT | HY | 9 | 2012 | 7 | 1983 | Westchester | 41.0851 | -73.7748 | Map | Map | NYIS
15296 | New York Power Authority | 650 | Kensico | Electric Utility | NY | 2 |  | 1 | 1 | 1 | Conventional Hydroelectric | WAT | HY | 9 | 2012 | 7 | 1983 | Westchester | 41.0851 | -73.7748 | Map | Map | NYIS
15296 | New York Power Authority | 650 | Kensico | Electric Utility | NY | 3 |  | 1 | 1 | 1 | Conventional Hydroelectric | WAT | HY | 9 | 2012 | 7 | 1983 | Westchester | 41.0851 | -73.7748 | Map | Map | NYIS
56505 | National Grid Generation LLC | 2513 | Far Rockaway | Electric Utility | NY | 4 |  | 100 |  |  | Natural Gas Steam Turbine | NG | ST | 7 | 2012 | 12 | 1953 | Queens | 40.6109 | -73.761 | Map | Map | NYIS
56505 | National Grid Generation LLC | 2514 | Glenwood | Electric Utility | NY | 4 |  | 114 |  | 107 | Natural Gas Steam Turbine | NG | ST | 7 | 2012 | 12 | 1952 | Nassau | 40.8271 | -73.6475 | Map | Map | NYIS
56505 | National Grid Generation LLC | 2514 | Glenwood | Electric Utility | NY | 5 |  | 114 |  | 105.2 | Natural Gas Steam Turbine | NG | ST | 7 | 2012 | 11 | 1954 | Nassau | 40.8271 | -73.6475 | Map | Map | NYIS
16183 | Rochester Gas & Electric Corp | 2640 | Rochester 3 | Electric Utility | NY | 13 |  | 19 | 14.4 | 17.4 | Petroleum Liquids | DFO | GT | 12 | 2011 | 6 | 1969 | Monroe | 43.1617 | -77.6181 | Map | Map | NYIS
56505 | National Grid Generation LLC | 2511 | E F Barrett | Electric Utility | NY | 7 |  | 18 | 0 | 0 | Natural Gas Fired Combustion Turbine | NG | GT | 10 | 2011 | 7 | 1970 | Nassau | 40.6167 | -73.6479 | Map | Map | NYIS
22146 | GMMM Holdings 1, LLC | 2526 | GMMM Westover | IPP CHP | NY | 8 |  | 75 | 84 | 84 | Conventional Steam Coal | BIT | ST | 3 | 2011 | 11 | 1951 | Broome | 42.1117 | -75.9747 | Map | Map | NYIS
50099 | Laidlaw Energy Group Inc. | 10403 | Laidlaw Energy & Environmental | IPP CHP | NY | ALLI |  | 3 | 2.6 | 3 | Natural Gas Fired Combined Cycle | NG | CT | 12 | 2010 | 7 | 1991 | Cattaraugus | 42.29 | -77.3381 | Map | Map
50099 | Laidlaw Energy Group Inc. | 10403 | Laidlaw Energy & Environmental | IPP CHP | NY | CAT3 |  | 0.4 | 0.4 | 0.4 | Natural Gas Internal Combustion Engine | NG | IC | 12 | 2010 | 8 | 1994 | Cattaraugus | 42.29 | -77.3381 | Map | Map
50099 | Laidlaw Energy Group Inc. | 10403 | Laidlaw Energy & Environmental | IPP CHP | NY | CAT4 |  | 0.4 | 0.4 | 0.4 | Natural Gas Internal Combustion Engine | NG | IC | 12 | 2010 | 8 | 1994 | Cattaraugus | 42.29 | -77.3381 | Map | Map
50099 | Laidlaw Energy Group Inc. | 10403 | Laidlaw Energy & Environmental | IPP CHP | NY | WEST |  | 2 | 0.7 | 0.7 | Natural Gas Fired Combined Cycle | NG | CA | 12 | 2010 | 7 | 1991 | Cattaraugus | 42.29 | -77.3381 | Map | Map
21148 | Zapco Energy Tactics Corp | 50346 | Onondaga Energy Partners LP | IPP Non-CHP | NY | ON1 |  | 0.7 | 0.6 | 0.6 | Landfill Gas | LFG | IC | 12 | 2010 | 7 | 1987 | Onondaga | 43.0403 | -76.2844 | Map | Map | NYIS
15434 | Project Orange Associates LP | 54425 | Project Orange Associates LP | Commercial CHP | NY | GT1 |  | 49 | 48 | 49 | Natural Gas Fired Combustion Turbine | NG | GT | 11 | 2010 | 6 | 1992 | Onondaga | 43.0397 | -75.8564 | Map | Map
15434 | Project Orange Associates LP | 54425 | Project Orange Associates LP | Commercial CHP | NY | GT2 |  | 49 | 48 | 49 | Natural Gas Fired Combustion Turbine | NG | GT | 11 | 2010 | 6 | 1992 | Onondaga | 43.0397 | -75.8564 | Map | Map
15296 | New York Power Authority | 2491 | Charles Poletti | Electric Utility | NY | 6 |  | 883 | 847 | 831 | Petroleum Liquids | RFO | ST | 2 | 2010 | 3 | 1977 | Queens | 40.7764 | -73.9108 | Map | Map | NYIS
6369 | Fishers Island Utility Co Inc | 6575 | Fishers Island | Electric Utility | NY | 4 |  | 0.3 | 0 | 0 | Petroleum Liquids | DFO | IC | 1 | 2010 | 8 | 1965 | Suffolk | 41.2522 | -71.9825 | Map | Map
6369 | Fishers Island Utility Co Inc | 6575 | Fishers Island | Electric Utility | NY | 5 |  | 0.7 | 0 | 0 | Petroleum Liquids | DFO | IC | 1 | 2010 | 8 | 1957 | Suffolk | 41.2522 | -71.9825 | Map | Map
22146 | GMMM Holdings 1, LLC | 2526 | GMMM Westover | IPP CHP | NY | 7 |  | 43.8 | 43.7 | 43.7 | Conventional Steam Coal | BIT | ST | 12 | 2009 | 9 | 1943 | Broome | 42.1117 | -75.9747 | Map | Map | NYIS
25 | Greenidge Generation Holdings LLC | 2527 | Greenidge Generation LLC | IPP Non-CHP | NY | 3 |  | 50 | 52 | 48.9 | Conventional Steam Coal | BIT | ST | 12 | 2009 | 4 | 1950 | Yates | 42.6789 | -76.9483 | Map | Map | NYIS
21148 | Zapco Energy Tactics Corp | 50348 | Oceanside Energy | IPP Non-CHP | NY | OS1 |  | 0.7 | 0.6 | 0.6 | Landfill Gas | LFG | IC | 5 | 2009 | 10 | 1990 | Nassau | 40.6369 | -73.6383 | Map | Map | NYIS
54842 | WM Renewable Energy LLC | 50565 | Monroe Livingston Gas Recovery | IPP Non-CHP | NY | GEN3 |  | 0.8 | 0.8 | 0.8 | Landfill Gas | LFG | IC | 1 | 2009 | 12 | 1988 | Monroe | 42.9903 | -77.8011 | Map | Map | NYIS
61130 | Helix Ravenswood, LLC | 2500 | Ravenswood | IPP Non-CHP | NY | GT8 |  | 25 |  |  | Natural Gas Fired Combustion Turbine | NG | GT | 10 | 2008 | 6 | 1969 | Queens | 40.7592 | -73.9461 | Map | Map | NYIS
6837 | Fulton Cogen Assoc- Fulton Cogen | 54138 | Fulton Cogeneration Associates | Industrial CHP | NY | GTG |  | 47 | 42 | 47 | Natural Gas Fired Combustion Turbine | NG | GT | 9 | 2008 | 2 | 1991 | Oswego | 43.3222 | -76.4036 | Map | Map
39 | AES Hickling LLC | 2529 | AES Hickling LLC | IPP Non-CHP | NY | 1 |  | 30 | 30 | 30 | Conventional Steam Coal | BIT | ST | 5 | 2008 | 10 | 1948 | Steuben | 42.1231 | -76.9831 | Map | Map
39 | AES Hickling LLC | 2529 | AES Hickling LLC | IPP Non-CHP | NY | 2 |  | 40 | 40 | 40 | Conventional Steam Coal | BIT | ST | 5 | 2008 | 6 | 1952 | Steuben | 42.1231 | -76.9831 | Map | Map
21148 | Zapco Energy Tactics Corp | 50348 | Oceanside Energy | IPP Non-CHP | NY | OS2 |  | 0.7 | 0.6 | 0.6 | Landfill Gas | LFG | IC | 5 | 2008 | 12 | 1990 | Nassau | 40.6369 | -73.6383 | Map | Map | NYIS
12792 | NRG New York LLC | 2629 | Lovett | IPP Non-CHP | NY | 5 |  | 200.6 | 191 | 185.5 | Conventional Steam Coal | BIT | ST | 4 | 2008 | 4 | 1969 | Rockland | 41.2578 | -73.9797 | Map | Map | NYIS
16183 | Rochester Gas & Electric Corp | 2642 | Rochester 7 | Electric Utility | NY | 3 |  | 62.5 | 64 | 65 | Conventional Steam Coal | BIT | ST | 4 | 2008 | 9 | 1953 | Monroe | 43.2689 | -77.6294 | Map | Map | NYIS
14081 | Onondaga Cogeneration LP | 50855 | Onondaga Cogeneration | IPP CHP | NY | GEN1 |  | 53.5 | 45 | 53.5 | Natural Gas Fired Combined Cycle | NG | CT | 4 | 2008 | 12 | 1993 | Onondaga | 43.0667 | -76.2167 | Map | Map
14081 | Onondaga Cogeneration LP | 50855 | Onondaga Cogeneration | IPP CHP | NY | GEN2 |  | 25 | 25 | 25 | Natural Gas Fired Combined Cycle | NG | CA | 4 | 2008 | 12 | 1993 | Onondaga | 43.0667 | -76.2167 | Map | Map
14081 | Onondaga Cogeneration LP | 50855 | Onondaga Cogeneration | IPP CHP | NY | GEN3 |  | 27.3 | 23 | 27.3 | Natural Gas Fired Combined Cycle | NG | CT | 4 | 2008 | 12 | 1993 | Onondaga | 43.0667 | -76.2167 | Map | Map
16183 | Rochester Gas & Electric Corp | 2642 | Rochester 7 | Electric Utility | NY | 2 |  | 62.5 | 64 | 65 | Conventional Steam Coal | BIT | ST | 3 | 2008 | 11 | 1950 | Monroe | 43.2689 | -77.6294 | Map | Map | NYIS
16183 | Rochester Gas & Electric Corp | 2642 | Rochester 7 | Electric Utility | NY | 4 |  | 81.6 | 78 | 80 | Conventional Steam Coal | BIT | ST | 3 | 2008 | 2 | 1957 | Monroe | 43.2689 | -77.6294 | Map | Map | NYIS
16183 | Rochester Gas & Electric Corp | 2642 | Rochester 7 | Electric Utility | NY | 1 |  | 46 | 46 | 47 | Conventional Steam Coal | BIT | ST | 2 | 2008 | 11 | 1948 | Monroe | 43.2689 | -77.6294 | Map | Map | NYIS
22122 | AES Jennison LLC | 2531 | AES Jennison LLC | IPP Non-CHP | NY | 1 |  | 30 | 30 | 30 | Conventional Steam Coal | BIT | ST | 1 | 2008 | 9 | 1945 | Chenango | 42.26 | -75.4869 | Map | Map
22122 | AES Jennison LLC | 2531 | AES Jennison LLC | IPP Non-CHP | NY | 2 |  | 30 | 30 | 30 | Conventional Steam Coal | BIT | ST | 1 | 2008 | 4 | 1950 | Chenango | 42.26 | -75.4869 | Map | Map
13168 | NRG Huntley Operations Inc | 2549 | C R Huntley Generating Station | IPP Non-CHP | NY | 65 |  | 100 | 100 | 100 | Conventional Steam Coal | BIT | ST | 6 | 2007 | 11 | 1953 | Erie | 42.97 | -78.93 | Map | Map | NYIS
13168 | NRG Huntley Operations Inc | 2549 | C R Huntley Generating Station | IPP Non-CHP | NY | 66 |  | 100 | 100 | 100 | Conventional Steam Coal | BIT | ST | 6 | 2007 | 1 | 1954 | Erie | 42.97 | -78.93 | Map | Map | NYIS
40052 | AG Energy LP | 10803 | Ogdensburg Power | IPP CHP | NY | GEN1 |  | 48.8 | 36 | 42 | Natural Gas Fired Combined Cycle | NG | CT | 6 | 2007 | 10 | 1993 | St Lawrence | 44.7258 | -75.4417 | Map | Map | NYIS
40052 | AG Energy LP | 10803 | Ogdensburg Power | IPP CHP | NY | GEN2 |  | 23.6 | 19.6 | 21 | Natural Gas Fired Combined Cycle | NG | CT | 6 | 2007 | 10 | 1993 | St Lawrence | 44.7258 | -75.4417 | Map | Map | NYIS
12792 | NRG New York LLC | 2629 | Lovett | IPP Non-CHP | NY | 3 |  | 69 | 69 | 67 | Natural Gas Steam Turbine | NG | ST | 5 | 2007 | 3 | 1955 | Rockland | 41.2578 | -73.9797 | Map | Map | NYIS
12792 | NRG New York LLC | 2629 | Lovett | IPP Non-CHP | NY | 4 |  | 179.5 | 172 | 165.3 | Conventional Steam Coal | BIT | ST | 5 | 2007 | 4 | 1966 | Rockland | 41.2578 | -73.9797 | Map | Map | NYIS
5624 | RED-Rochester, LLC | 10025 | RED-Rochester, LLC | Industrial CHP | NY | 11TG |  | 6.3 | 6.3 | 6.3 | Conventional Steam Coal | BIT | ST | 3 | 2007 | 11 | 1937 | Monroe | 43.1989 | -77.6319 | Map | Map | NYIS
5624 | RED-Rochester, LLC | 10025 | RED-Rochester, LLC | Industrial CHP | NY | 13TG |  | 10.4 | 10.4 | 10.4 | Conventional Steam Coal | BIT | ST | 3 | 2007 | 5 | 1948 | Monroe | 43.1989 | -77.6319 | Map | Map | NYIS
5624 | RED-Rochester, LLC | 10025 | RED-Rochester, LLC | Industrial CHP | NY | 14TG |  | 10.4 | 10.4 | 10.4 | Conventional Steam Coal | BIT | ST | 3 | 2007 | 7 | 1948 | Monroe | 43.1989 | -77.6319 | Map | Map | NYIS
5624 | RED-Rochester, LLC | 10025 | RED-Rochester, LLC | Industrial CHP | NY | 15TG |  | 17.5 | 17.5 | 17.5 | Conventional Steam Coal | BIT | ST | 3 | 2007 | 10 | 1956 | Monroe | 43.1989 | -77.6319 | Map | Map | NYIS
5624 | RED-Rochester, LLC | 10025 | RED-Rochester, LLC | Industrial CHP | NY | 16TG |  | 25.6 | 25.6 | 25.6 | Petroleum Liquids | RFO | ST | 3 | 2007 | 10 | 1972 | Monroe | 43.1989 | -77.6319 | Map | Map | NYIS
13458 | NewsTech New York Inc | 50246 | Deferiet New York | Industrial CHP | NY | WEST |  | 8.1 | 7.6 | 7.6 | Conventional Steam Coal | BIT | ST | 2 | 2007 | 2 | 1946 | Jefferson | 44.0383 | -75.6811 | Map | Map
21148 | Zapco Energy Tactics Corp | 50344 | Smithtown Energy Partners LP | IPP Non-CHP | NY | SW1 |  | 0.7 | 0.6 | 0.6 | Landfill Gas | LFG | IC | 2 | 2007 | 8 | 1988 | Suffolk | 40.8842 | -73.2436 | Map | Map | NYIS
21148 | Zapco Energy Tactics Corp | 50344 | Smithtown Energy Partners LP | IPP Non-CHP | NY | SW2 |  | 0.7 | 0.6 | 0.6 | Landfill Gas | LFG | IC | 2 | 2007 | 8 | 1988 | Suffolk | 40.8842 | -73.2436 | Map | Map | NYIS
13511 | New York State Elec & Gas Corp | 2533 | Keuka | Electric Utility | NY | 1 |  | 2 | 1.9 | 1.8 | Conventional Hydroelectric | WAT | HY | 11 | 2006 | 88 | 1928 | Steuben | 42.4942 | -77.1194 | Map | Map | NYIS
26977 | Ridgewood Power Management LLC | 10829 | Coca Cola Bottling of New York | IPP CHP | NY | ENG1 |  | 0.7 | 0.6 | 0.6 | Natural Gas Internal Combustion Engine | NG | IC | 11 | 2006 | 12 | 1989 | Westcherster | 41.0675 | -73.8167 | Map | Map
26977 | Ridgewood Power Management LLC | 10829 | Coca Cola Bottling of New York | IPP CHP | NY | ENG2 |  | 0.7 | 0.6 | 0.6 | Natural Gas Internal Combustion Engine | NG | IC | 11 | 2006 | 12 | 1989 | Westcherster | 41.0675 | -73.8167 | Map | Map
26977 | Ridgewood Power Management LLC | 10829 | Coca Cola Bottling of New York | IPP CHP | NY | ENG3 |  | 0.7 | 0.6 | 0.6 | Petroleum Liquids | DFO | IC | 11 | 2006 | 12 | 1989 | Westcherster | 41.0675 | -73.8167 | Map | Map
17460 | South Oak Hospital | 50136 | South Oaks Hospital | Commercial CHP | NY | GEN2 |  | 0.6 | 0.1 | 0.5 | Natural Gas Internal Combustion Engine | NG | IC | 10 | 2006 | 6 | 1990 | Suffolk | 40.6853 | -73.4258 | Map | Map | NYIS
24210 | Riverbay Corp | 52168 | Riverbay | Commercial CHP | NY | GEN1 |  | 6 | 5.6 | 5.6 | Petroleum Liquids | RFO | ST | 10 | 2006 | 1 | 1969 | Bronx | 40.87 | -73.8244 | Map | Map | NYIS
57280 | Eagle Creek RE LLC | 2633 | Swinging Bridge 1 | IPP Non-CHP | NY | SWI1 |  | 5 | 4.3 | 4.3 | Conventional Hydroelectric | WAT | HY | 6 | 2006 | 2 | 1930 | Sullivan | 41.5717 | -74.7828 | Map | Map | NYIS
13168 | NRG Huntley Operations Inc | 2549 | C R Huntley Generating Station | IPP Non-CHP | NY | 63 |  | 80 | 80 | 80 | Conventional Steam Coal | BIT | ST | 4 | 2006 | 8 | 1942 | Erie | 42.97 | -78.93 | Map | Map | NYIS
13168 | NRG Huntley Operations Inc | 2549 | C R Huntley Generating Station | IPP Non-CHP | NY | 64 |  | 100 | 100 | 100 | Conventional Steam Coal | BIT | ST | 4 | 2006 | 10 | 1948 | Erie | 42.97 | -78.93 | Map | Map | NYIS
17607 | South Glens Falls Energy LLC | 10618 | South Glens Falls Energy LLC | IPP CHP | NY | GEN1 |  | 37.7 | 40.4 | 46.8 | Natural Gas Fired Combined Cycle | NG | CT | 1 | 2006 | 1 | 1999 | Saratoga | 43.275 | -73.6278 | Map | Map
17607 | South Glens Falls Energy LLC | 10618 | South Glens Falls Energy LLC | IPP CHP | NY | GEN2 |  | 22 | 22.6 | 22.6 | Natural Gas Fired Combined Cycle | NG | CA | 1 | 2006 | 6 | 2001 | Saratoga | 43.275 | -73.6278 | Map | Map
14294 | PSEG Power New York Inc | 2539 | Bethlehem Energy Center | IPP Non-CHP | NY | 1 |  | 100 | 90 | 95 | Natural Gas Steam Turbine | NG | ST | 12 | 2005 | 10 | 1952 | Albany | 42.5942 | -73.7638 | Map | Map | NYIS
14294 | PSEG Power New York Inc | 2539 | Bethlehem Energy Center | IPP Non-CHP | NY | 2 |  | 100 | 90 | 94 | Natural Gas Steam Turbine | NG | ST | 12 | 2005 | 11 | 1952 | Albany | 42.5942 | -73.7638 | Map | Map | NYIS
14294 | PSEG Power New York Inc | 2539 | Bethlehem Energy Center | IPP Non-CHP | NY | 3 |  | 100 | 91 | 96 | Natural Gas Steam Turbine | NG | ST | 12 | 2005 | 9 | 1953 | Albany | 42.5942 | -73.7638 | Map | Map | NYIS
14294 | PSEG Power New York Inc | 2539 | Bethlehem Energy Center | IPP Non-CHP | NY | 4 |  | 100 | 94 | 91 | Natural Gas Steam Turbine | NG | ST | 12 | 2005 | 8 | 1954 | Albany | 42.5942 | -73.7638 | Map | Map | NYIS
17460 | South Oak Hospital | 50136 | South Oaks Hospital | Commercial CHP | NY | GEN1 |  | 0.6 | 0.1 | 0.5 | Natural Gas Internal Combustion Engine | NG | IC | 12 | 2005 | 6 | 1990 | Suffolk | 40.6853 | -73.4258 | Map | Map | NYIS
20210 | Warbasse Cogen | 50405 | Warbasse Cogen Facility | IPP CHP | NY | GT1 |  | 4.5 | 4 | 4.5 | Natural Gas Fired Combustion Turbine | NG | GT | 12 | 2005 | 10 | 1994 | Kings | 40.5786 | -73.9747 | Map | Map
20210 | Warbasse Cogen | 50405 | Warbasse Cogen Facility | IPP CHP | NY | GT2 |  | 4.5 | 4 | 4.5 | Natural Gas Fired Combustion Turbine | NG | GT | 12 | 2005 | 10 | 1994 | Kings | 40.5786 | -73.9747 | Map | Map
20210 | Warbasse Cogen | 50405 | Warbasse Cogen Facility | IPP CHP | NY | GT3 |  | 4.5 | 4 | 4.5 | Natural Gas Fired Combustion Turbine | NG | GT | 12 | 2005 | 10 | 1994 | Kings | 40.5786 | -73.9747 | Map | Map
20210 | Warbasse Cogen | 50405 | Warbasse Cogen Facility | IPP CHP | NY | GT4 |  | 4.5 | 4 | 4.5 | Natural Gas Fired Combustion Turbine | NG | GT | 12 | 2005 | 10 | 1995 | Kings | 40.5786 | -73.9747 | Map | Map
20210 | Warbasse Cogen | 50405 | Warbasse Cogen Facility | IPP CHP | NY | GT5 |  | 4.5 | 4 | 4.5 | Natural Gas Fired Combustion Turbine | NG | GT | 12 | 2005 | 10 | 1995 | Kings | 40.5786 | -73.9747 | Map | Map
9255 | Indeck Operations Inc | 50459 | NRG Ilion LP | IPP CHP | NY | GT |  | 43 | 37 | 42 | Natural Gas Fired Combined Cycle | NG | CT | 12 | 2005 | 3 | 1993 | Herkimer | 43.0125 | -75.0333 | Map | Map
9255 | Indeck Operations Inc | 50459 | NRG Ilion LP | IPP CHP | NY | ST |  | 17.8 | 17.8 | 17.8 | Natural Gas Fired Combined Cycle | NG | CA | 12 | 2005 | 3 | 1993 | Herkimer | 43.0125 | -75.0333 | Map | Map
5914 | Erie Boulevard Hydropower LP | 2596 | Oswego Falls West | IPP Non-CHP | NY | 3 |  | 1 | 0.9 | 0.9 | Conventional Hydroelectric | WAT | HY | 9 | 2005 | 1 | 1914 | Oswego | 43.3156 | -76.4172 | Map | Map | NYIS
17945 | St Mary's Hospital | 54767 | St Marys Hospital | Commercial CHP | NY | G-1 |  | 0.6 | 0.6 | 0.6 | Natural Gas Internal Combustion Engine | NG | IC | 6 | 2005 | 12 | 1993 | Kings | 40.6706 | -73.9364 | Map | Map
17945 | St Mary's Hospital | 54767 | St Marys Hospital | Commercial CHP | NY | G-2 |  | 0.6 | 0.6 | 0.6 | Natural Gas Internal Combustion Engine | NG | IC | 6 | 2005 | 12 | 1993 | Kings | 40.6706 | -73.9364 | Map | Map
4226 | Consolidated Edison Co-NY Inc | 2502 | Waterside | Electric Utility | NY | 6 |  | 74.8 | 69 | 68 | Petroleum Liquids | RFO | ST | 4 | 2005 | 7 | 1941 | New York | 40.7533 | -73.9758 | Map | Map | NYIS
4226 | Consolidated Edison Co-NY Inc | 2502 | Waterside | Electric Utility | NY | 8 |  | 62.5 | 49.8 | 49.6 | Petroleum Liquids | RFO | ST | 4 | 2005 | 6 | 1949 | New York | 40.7533 | -73.9758 | Map | Map | NYIS
4226 | Consolidated Edison Co-NY Inc | 2502 | Waterside | Electric Utility | NY | 9 |  | 62.5 | 48.4 | 49.4 | Petroleum Liquids | RFO | ST | 4 | 2005 | 10 | 1949 | New York | 40.7533 | -73.9758 | Map | Map | NYIS
21148 | Zapco Energy Tactics Corp | 50348 | Oceanside Energy | IPP Non-CHP | NY | OS4 |  | 0.7 | 0.7 | 0.7 | Landfill Gas | LFG | IC | 1 | 2005 | 12 | 1990 | Nassau | 40.6369 | -73.6383 | Map | Map | NYIS
56334 | WEHRAN Energy Corporation | 55778 | Brookhaven Facility | IPP Non-CHP | NY | BH1 |  | 1.3 | 1.2 | 1.2 | Landfill Gas | LFG | IC | 1 | 2005 | 1 | 1995 | Suffolk | 40.7783 | -72.9156 | Map | Map | NYIS
4226 | Consolidated Edison Co-NY Inc | 2496 | Hudson Avenue | Electric Utility | NY | 10 |  | 60 | 64.3 | 65 | Petroleum Liquids | RFO | ST | 10 | 2004 | 11 | 1951 | Kings | 40.7052 | -73.9807 | Map | Map | NYIS
6775 | Village of Freeport - (NY) | 2679 | Plant No 2 Freeport | Electric Utility | NY | 1 |  | 9.6 | 8 | 9 | Petroleum Liquids | DFO | IC | 2 | 2004 | 3 | 1969 | Nassau | 40.6447 | -73.5683 | Map | Map | NYIS
6775 | Village of Freeport - (NY) | 2679 | Plant No 2 Freeport | Electric Utility | NY | 2 |  | 9.6 | 8 | 9 | Petroleum Liquids | DFO | IC | 2 | 2004 | 4 | 1969 | Nassau | 40.6447 | -73.5683 | Map | Map | NYIS
17919 | St John's Riverside Hospital | 54595 | St Johns Riverside Hospital | Commercial CHP | NY | COG1 |  | 0.6 | 0.4 | 0.5 | Natural Gas Internal Combustion Engine | NG | IC | 1 | 2004 | 2 | 1995 | Westchester | 40.9686 | -73.8864 | Map | Map
17919 | St John's Riverside Hospital | 54595 | St Johns Riverside Hospital | Commercial CHP | NY | COG2 |  | 0.6 | 0.4 | 0.5 | Natural Gas Internal Combustion Engine | NG | IC | 1 | 2004 | 2 | 1995 | Westchester | 40.9686 | -73.8864 | Map | Map
18564 | American Sugar Refining, Inc. | 54884 | The American Sugar Refining Co Brooklyn | Industrial CHP | NY | TG1 |  | 5 | 5 | 5 | Natural Gas Steam Turbine | NG | ST | 1 | 2004 | 4 | 1969 | Kings | 40.7144 | -73.9669 | Map | Map
18564 | American Sugar Refining, Inc. | 54884 | The American Sugar Refining Co Brooklyn | Industrial CHP | NY | TG2 |  | 1.5 | 1.5 | 1.5 | Natural Gas Steam Turbine | NG | ST | 1 | 2004 | 1 | 1952 | Kings | 40.7144 | -73.9669 | Map | Map
18564 | American Sugar Refining, Inc. | 54884 | The American Sugar Refining Co Brooklyn | Industrial CHP | NY | TG3 |  | 5 | 5 | 5 | Natural Gas Steam Turbine | NG | ST | 1 | 2004 | 2 | 1991 | Kings | 40.7144 | -73.9669 | Map | Map
13923 | NRG Oswego Harbor Power Operations Inc | 2594 | Oswego Harbor Power | IPP Non-CHP | NY | 3 |  | 92 | 0 | 0 | Natural Gas Steam Turbine | NG | ST | 12 | 2003 | 12 | 1948 | Oswego | 43.4586 | -76.5319 | Map | Map | NYIS
7014 | San Marcos Energy LLC | 10047 | Orange County New York | IPP Non-CHP | NY | 1 |  | 3.3 | 2.1 | 2.7 | Landfill Gas | LFG | GT | 12 | 2003 | 12 | 1990 | Orange | 41.3953 | -74.3331 | Map | Map
21607 | Cogent Little Falls GP | 10529 | Cogent Little Falls GP | Industrial CHP | NY | GEN1 |  | 4 | 3.8 | 3.8 | Natural Gas Fired Combined Cycle | NG | CT | 12 | 2003 | 2 | 1987 | Herkimer | 43.08 | -74.87 | Map | Map
21607 | Cogent Little Falls GP | 10529 | Cogent Little Falls GP | Industrial CHP | NY | GEN2 |  | 0.5 | 0.3 | 0.5 | Natural Gas Fired Combined Cycle | NG | CA | 12 | 2003 | 2 | 1987 | Herkimer | 43.08 | -74.87 | Map | Map
5914 | Erie Boulevard Hydropower LP | 2576 | Higley | IPP Non-CHP | NY | 1 |  | 2 | 2 | 2 | Conventional Hydroelectric | WAT | HY | 9 | 2003 | 1 | 1913 | St Lawrence | 44.5306 | -74.9331 | Map | Map | NYIS
5914 | Erie Boulevard Hydropower LP | 2576 | Higley | IPP Non-CHP | NY | 2 |  | 2 | 2 | 2 | Conventional Hydroelectric | WAT | HY | 9 | 2003 | 1 | 1913 | St Lawrence | 44.5306 | -74.9331 | Map | Map | NYIS
5914 | Erie Boulevard Hydropower LP | 2576 | Higley | IPP Non-CHP | NY | 3 |  | 2 | 2 | 2 | Conventional Hydroelectric | WAT | HY | 9 | 2003 | 1 | 1937 | St Lawrence | 44.5306 | -74.9331 | Map | Map | NYIS
13573 | Niagara Mohawk Power Corp. | 2584 | Mechanicville | Electric Utility | NY | 1 |  | 0.8 | 0.8 | 0.7 | Conventional Hydroelectric | WAT | HY | 7 | 2003 | 1 | 1898 | Saratoga | 42.9164 | -73.7058 | Map | Map
13573 | Niagara Mohawk Power Corp. | 2584 | Mechanicville | Electric Utility | NY | 2 |  | 0.8 | 0.8 | 0.7 | Conventional Hydroelectric | WAT | HY | 7 | 2003 | 1 | 1898 | Saratoga | 42.9164 | -73.7058 | Map | Map
13573 | Niagara Mohawk Power Corp. | 2584 | Mechanicville | Electric Utility | NY | 3 |  | 0.8 | 0.8 | 0.7 | Conventional Hydroelectric | WAT | HY | 7 | 2003 | 1 | 1898 | Saratoga | 42.9164 | -73.7058 | Map | Map
13573 | Niagara Mohawk Power Corp. | 2584 | Mechanicville | Electric Utility | NY | 4 |  | 0.7 | 0.7 | 0.6 | Conventional Hydroelectric | WAT | HY | 7 | 2003 | 1 | 1898 | Saratoga | 42.9164 | -73.7058 | Map | Map
13573 | Niagara Mohawk Power Corp. | 2584 | Mechanicville | Electric Utility | NY | 5 |  | 0.7 | 0.7 | 0.6 | Conventional Hydroelectric | WAT | HY | 7 | 2003 | 1 | 1898 | Saratoga | 42.9164 | -73.7058 | Map | Map
13573 | Niagara Mohawk Power Corp. | 2584 | Mechanicville | Electric Utility | NY | 6 |  | 0.7 | 0.7 | 0.6 | Conventional Hydroelectric | WAT | HY | 7 | 2003 | 1 | 1898 | Saratoga | 42.9164 | -73.7058 | Map | Map
13573 | Niagara Mohawk Power Corp. | 2584 | Mechanicville | Electric Utility | NY | 7 |  | 0.7 | 0.7 | 0.6 | Conventional Hydroelectric | WAT | HY | 7 | 2003 | 1 | 1898 | Saratoga | 42.9164 | -73.7058 | Map | Map
10885 | LFG Energy Inc | 52200 | LFG Energy | IPP Non-CHP | NY | GE53 |  | 0.8 | 0.8 | 0.8 | Landfill Gas | LFG | IC | 7 | 2003 | 10 | 1999 | Erie | 42.9572 | -78.6236 | Map | Map
10885 | LFG Energy Inc | 52200 | LFG Energy | IPP Non-CHP | NY | GE54 |  | 0.8 | 0.8 | 0.8 | Landfill Gas | LFG | IC | 7 | 2003 | 10 | 1999 | Erie | 42.9572 | -78.6236 | Map | Map
10885 | LFG Energy Inc | 52200 | LFG Energy | IPP Non-CHP | NY | GE55 |  | 0.8 | 0.8 | 0.8 | Landfill Gas | LFG | IC | 7 | 2003 | 10 | 1999 | Erie | 42.9572 | -78.6236 | Map | Map
10885 | LFG Energy Inc | 52200 | LFG Energy | IPP Non-CHP | NY | GE58 |  | 0.8 | 0.8 | 0.8 | Landfill Gas | LFG | IC | 7 | 2003 | 10 | 1999 | Erie | 42.9572 | -78.6236 | Map | Map
10885 | LFG Energy Inc | 52200 | LFG Energy | IPP Non-CHP | NY | S |  | 0.8 | 0.8 | 0.8 | Landfill Gas | LFG | IC | 7 | 2003 | 10 | 1999 | Erie | 42.9572 | -78.6236 | Map | Map
5252 | Buffalo Paperboard | 54722 | Buffalo Paperboard | Industrial CHP | NY | 1 |  | 1.5 | 1.4 | 1.4 | Natural Gas Steam Turbine | NG | ST | 3 | 2003 | 8 | 1992 | Niagara
13582 | NRG Astoria Gas Turbine Operations Inc | 55243 | Astoria Gas Turbines | IPP Non-CHP | NY | 9 |  | 19.2 | 0 | 0 | Petroleum Liquids | KER | GT | 12 | 2002 | 1 | 1970 | Queens | 40.787 | -73.9048 | Map | Map | NYIS
9362 | International Paper Co-HudsonR | 54088 | International Paper Hudson River Mill | Industrial CHP | NY | GEN1 |  | 38.4 | 25 | 25 | Natural Gas Steam Turbine | NG | ST | 10 | 2002 | 12 | 1969 | Saratoga | 43.25 | -73.8167 | Map | Map
21148 | Zapco Energy Tactics Corp | 50348 | Oceanside Energy | IPP Non-CHP | NY | GEN5 |  | 0.7 | 0.6 | 0.6 | Landfill Gas | LFG | IC | 1 | 2002 | 1 | 1991 | Nassau | 40.6369 | -73.6383 | Map | Map | NYIS
21148 | Zapco Energy Tactics Corp | 50348 | Oceanside Energy | IPP Non-CHP | NY | GEN6 |  | 0.7 | 0.6 | 0.6 | Landfill Gas | LFG | IC | 1 | 2002 | 1 | 1991 | Nassau | 40.6369 | -73.6383 | Map | Map | NYIS
1857 | Block Island Power Co | 6567 | Block Island | Electric Utility | RI | 26 |  | 1.8 | 1.8 | 1.8 | Petroleum Liquids | DFO | IC | 1 | 2017 | 6 | 2012 | Washington | 41.1756 | -71.5711 | Map | Map | NA
1857 | Block Island Power Co | 6567 | Block Island | Electric Utility | RI | 22 |  | 1.3 | 1.2 | 1.2 | Petroleum Liquids | DFO | IC | 7 | 2016 | 6 | 1999 | Washington | 41.1756 | -71.5711 | Map | Map | NA
56690 | Town of Portsmouth | 57350 | Portsmouth Wind Turbine | IPP Non-CHP | RI | WTG-1 |  | 1.5 | 1.5 | 1.5 | Onshore Wind Turbine | WND | WT | 3 | 2016 | 3 | 2009 | Newport | 41.6144 | -71.2514 | Map | Map | ISNE
18000 | State of Rhode Island | 50621 | Central Power Plant | Commercial CHP | RI | GEN4 |  | 2 | 2 | 2 | Petroleum Liquids | DFO | ST | 9 | 2015 | 8 | 1958 | Providence | 41.745 | -71.4584 | Map | Map | ISNE
56889 | Rhode Island LFG Genco | 50365 | Ridgewood Providence Power | IPP Non-CHP | RI | GEN1 |  | 1.9 | 1.7 | 1.7 | Landfill Gas | LFG | IC | 5 | 2013 | 1 | 1990 | Providence | 41.8069 | -71.53 | Map | Map | ISNE
56889 | Rhode Island LFG Genco | 50365 | Ridgewood Providence Power | IPP Non-CHP | RI | GEN2 |  | 1.9 | 1.7 | 1.7 | Landfill Gas | LFG | IC | 5 | 2013 | 1 | 1990 | Providence | 41.8069 | -71.53 | Map | Map | ISNE
56889 | Rhode Island LFG Genco | 50365 | Ridgewood Providence Power | IPP Non-CHP | RI | GEN3 |  | 1.9 | 1.7 | 1.7 | Landfill Gas | LFG | IC | 5 | 2013 | 1 | 1990 | Providence | 41.8069 | -71.53 | Map | Map | ISNE
56889 | Rhode Island LFG Genco | 50365 | Ridgewood Providence Power | IPP Non-CHP | RI | GEN4 |  | 1.9 | 1.7 | 1.7 | Landfill Gas | LFG | IC | 5 | 2013 | 1 | 1990 | Providence | 41.8069 | -71.53 | Map | Map | ISNE
56889 | Rhode Island LFG Genco | 50365 | Ridgewood Providence Power | IPP Non-CHP | RI | GEN5 |  | 1.9 | 1.7 | 1.7 | Landfill Gas | LFG | IC | 5 | 2013 | 1 | 1990 | Providence | 41.8069 | -71.53 | Map | Map | ISNE
56889 | Rhode Island LFG Genco | 50365 | Ridgewood Providence Power | IPP Non-CHP | RI | GEN6 |  | 1.9 | 1.7 | 1.7 | Landfill Gas | LFG | IC | 5 | 2013 | 1 | 1990 | Providence | 41.8069 | -71.53 | Map | Map | ISNE
56889 | Rhode Island LFG Genco | 50365 | Ridgewood Providence Power | IPP Non-CHP | RI | GEN7 |  | 1.9 | 1.7 | 1.7 | Landfill Gas | LFG | IC | 5 | 2013 | 1 | 1990 | Providence | 41.8069 | -71.53 | Map | Map | ISNE
56889 | Rhode Island LFG Genco | 50365 | Ridgewood Providence Power | IPP Non-CHP | RI | GEN8 |  | 1.9 | 1.7 | 1.7 | Landfill Gas | LFG | IC | 5 | 2013 | 1 | 1990 | Providence | 41.8069 | -71.53 | Map | Map | ISNE
56889 | Rhode Island LFG Genco | 50365 | Ridgewood Providence Power | IPP Non-CHP | RI | GEN9 |  | 1.9 | 1.7 | 1.7 | Landfill Gas | LFG | IC | 5 | 2013 | 5 | 1997 | Providence | 41.8069 | -71.53 | Map | Map | ISNE
56889 | Rhode Island LFG Genco | 50365 | Ridgewood Providence Power | IPP Non-CHP | RI | PHI1 |  | 1.3 | 1.2 | 1.2 | Landfill Gas | LFG | IC | 1 | 2013 | 3 | 2004 | Providence | 41.8069 | -71.53 | Map | Map | ISNE
56889 | Rhode Island LFG Genco | 50365 | Ridgewood Providence Power | IPP Non-CHP | RI | PHI2 |  | 1.3 | 1.2 | 1.2 | Landfill Gas | LFG | IC | 1 | 2013 | 3 | 2004 | Providence | 41.8069 | -71.53 | Map | Map | ISNE
1857 | Block Island Power Co | 6567 | Block Island | Electric Utility | RI | 19 |  | 1.1 | 1 | 1 | Petroleum Liquids | DFO | IC | 6 | 2012 | 8 | 1993 | Washington | 41.1756 | -71.5711 | Map | Map | NA
2371 | Brown University | 51029 | Brown University Central Heating | Commercial CHP | RI | EMG1 |  | 3.2 | 3 | 3.2 | Natural Gas Steam Turbine | NG | ST | 4 | 2010 | 11 | 1982 | Providence | 41.8214 | -72.5917 | Map | Map
15440 | Providence City of | 3245 | Providence | Electric Utility | RI | 1 |  | 1.5 | 1.4 | 1.4 | Conventional Hydroelectric | WAT | HY | 12 | 2008 | 6 | 1930 | Providence | 41.7533 | -71.5853 | Map | Map
2184 | Bradford Dyeing Association Inc | 54866 | Bradford Dyeing Association | Industrial CHP | RI | AC01 |  | 1 | 0.9 | 0.9 | Petroleum Liquids | RFO | ST | 10 | 2007 | 1 | 1994 | Washington | 41.4061 | -71.7497 | Map | Map
2184 | Bradford Dyeing Association Inc | 54866 | Bradford Dyeing Association | Industrial CHP | RI | DC01 |  | 1 | 0.9 | 0.9 | Petroleum Liquids | RFO | ST | 10 | 2007 | 1 | 1994 | Washington | 41.4061 | -71.7497 | Map | Map
2184 | Bradford Dyeing Association Inc | 54866 | Bradford Dyeing Association | Industrial CHP | RI | DC30 |  | 0.3 | 0.3 | 0.3 | Petroleum Liquids | RFO | ST | 10 | 2007 | 1 | 1994 | Washington | 41.4061 | -71.7497 | Map | Map
1857 | Block Island Power Co | 6567 | Block Island | Electric Utility | RI | 11 |  | 1 | 0.8 | 0.8 | Petroleum Liquids | DFO | IC | 1 | 2005 | 88 | 1972 | Washington | 41.1756 | -71.5711 | Map | Map | NA
18000 | State of Rhode Island | 50621 | Central Power Plant | Commercial CHP | RI | GEN1 |  | 0.7 | 0.7 | 0.7 | Petroleum Liquids | RFO | ST | 1 | 2004 | 6 | 1932 | Providence | 41.745 | -71.4584 | Map | Map | ISNE
1857 | Block Island Power Co | 6567 | Block Island | Electric Utility | RI | 21 |  | 1.6 | 1.5 | 1.5 | Petroleum Liquids | DFO | IC | 1 | 2002 | 5 | 1997 | Washington | 41.1756 | -71.5711 | Map | Map | NA
8198 | City of Harrisonburg - (VA) | 56006 | Harrisonburg Power Plant | Electric Utility | VA | ST-1 |  | 2.5 | 2.7 | 2.7 | Natural Gas Steam Turbine | NG | ST | 6 | 2016 | 9 | 1997 | Harrisonburg City | 38.4319 | -78.8642 | Map | Map | PJM
56217 | Portsmouth Operating Services LLC | 10071 | Portsmouth Genco LLC | IPP Non-CHP | VA | GEN1 |  | 57.4 | 57.5 | 57.5 | Conventional Steam Coal | BIT | ST | 5 | 2016 | 6 | 1988 | Portsmouth City | 36.8702 | -76.3529 | Map | Map | PJM
56217 | Portsmouth Operating Services LLC | 10071 | Portsmouth Genco LLC | IPP Non-CHP | VA | GEN2 |  | 57.4 | 57.5 | 57.5 | Conventional Steam Coal | BIT | ST | 5 | 2016 | 6 | 1988 | Portsmouth City | 36.8702 | -76.3529 | Map | Map | PJM
50152 | Fauquier Landfill Gas, LLC | 56318 | Fauquier Landfill Gas | IPP Non-CHP | VA | 1 |  | 1 | 1 | 1 | Landfill Gas | LFG | IC | 1 | 2016 | 3 | 2004 | Fauquier | 38.6763 | -77.7777 | Map | Map | PJM
50152 | Fauquier Landfill Gas, LLC | 56318 | Fauquier Landfill Gas | IPP Non-CHP | VA | 2 |  | 1 | 1 | 1 | Landfill Gas | LFG | IC | 1 | 2016 | 10 | 2004 | Fauquier | 38.6763 | -77.7777 | Map | Map | PJM
733 | Appalachian Power Co | 3775 | Clinch River | Electric Utility | VA | 3 |  | 237.5 | 230 | 235 | Conventional Steam Coal | BIT | ST | 12 | 2015 | 12 | 1961 | Russell | 36.9333 | -82.1997 | Map | Map | PJM
733 | Appalachian Power Co | 3776 | Glen Lyn | Electric Utility | VA | 5 |  | 100 | 90 | 95 | Conventional Steam Coal | BIT | ST | 6 | 2015 | 6 | 1944 | Giles | 37.3706 | -80.8633 | Map | Map | PJM
733 | Appalachian Power Co | 3776 | Glen Lyn | Electric Utility | VA | 6 |  | 237.5 | 235 | 240 | Conventional Steam Coal | BIT | ST | 6 | 2015 | 5 | 1957 | Giles | 37.3706 | -80.8633 | Map | Map | PJM
19876 | Virginia Electric & Power Co | 3803 | Chesapeake | Electric Utility | VA | 3 |  | 185.2 | 156 | 162 | Conventional Steam Coal | BIT | ST | 1 | 2015 | 6 | 1959 | Chesapeake City | 36.7711 | -76.3019 | Map | Map | PJM
19876 | Virginia Electric & Power Co | 3803 | Chesapeake | Electric Utility | VA | ST1 |  | 112.5 | 111 | 111 | Conventional Steam Coal | BIT | ST | 1 | 2015 | 6 | 1953 | Chesapeake City | 36.7711 | -76.3019 | Map | Map | PJM
19876 | Virginia Electric & Power Co | 3803 | Chesapeake | Electric Utility | VA | ST2 |  | 112.5 | 111 | 111 | Conventional Steam Coal | BIT | ST | 1 | 2015 | 12 | 1954 | Chesapeake City | 36.7711 | -76.3019 | Map | Map | PJM
19876 | Virginia Electric & Power Co | 3803 | Chesapeake | Electric Utility | VA | ST4 |  | 239.3 | 217 | 221 | Conventional Steam Coal | BIT | ST | 1 | 2015 | 5 | 1962 | Chesapeake City | 36.7711 | -76.3019 | Map | Map | PJM
14795 | Perdue Agribusiness | 10515 | Oilseed Plant | Industrial CHP | VA | GEN1 |  | 1.7 | 1.6 | 1.6 | Conventional Steam Coal | BIT | ST | 12 | 2014 | 5 | 1985 | Chesapeake City | 36.8053 | -76.2833 | Map | Map | PJM
20508 | WestRock Corp | 50900 | Covington Facility | Industrial CHP | VA | GEN2 |  | 10.5 | 10.5 | 10.5 | Conventional Steam Coal | BIT | ST | 12 | 2013 | 1 | 1946 | Covington City | 37.7997 | -79.9947 | Map | Map | PJM
20508 | WestRock Corp | 50900 | Covington Facility | Industrial CHP | VA | GEN1 |  | 10.5 | 10.5 | 10.5 | Conventional Steam Coal | BIT | ST | 10 | 2013 | 1 | 1939 | Covington City | 37.7997 | -79.9947 | Map | Map | PJM
14465 | Park 500 Philip Morris USA | 50275 | Park 500 Philip Morris USA | Industrial CHP | VA | TG2 |  | 6.1 | 0 | 0 | Conventional Steam Coal | BIT | ST | 9 | 2013 | 4 | 1984 | Chesterfield | 37.3389 | -77.2806 | Map | Map | PJM
57198 | Richmond LLC | 55587 | GRS Richmond | IPP Non-CHP | VA | 1 |  | 1 | 0.9 | 0.9 | Landfill Gas | LFG | IC | 9 | 2013 | 8 | 1993 | Henrico | 37.5106 | -77.37 | Map | Map | PJM
57198 | Richmond LLC | 55587 | GRS Richmond | IPP Non-CHP | VA | 2 |  | 1 | 0.9 | 0.9 | Landfill Gas | LFG | IC | 9 | 2013 | 8 | 1993 | Henrico | 37.5106 | -77.37 | Map | Map | PJM
57198 | Richmond LLC | 55587 | GRS Richmond | IPP Non-CHP | VA | 3 |  | 1 | 0.9 | 0.9 | Landfill Gas | LFG | IC | 9 | 2013 | 8 | 1993 | Henrico | 37.5106 | -77.37 | Map | Map | PJM
21020 | Wythe Park Power Inc | 54045 | Wythe Park Power Petersburg Plant | IPP CHP | VA | 1 |  | 3 | 3 | 3 | Petroleum Liquids | WO | IC | 8 | 2013 | 11 | 1989 | Petersburg City | 37.2253 | -77.4092 | Map | Map | PJM
12588 | NRG Potomac River LLC | 3788 | Potomac River | IPP Non-CHP | VA | 1 |  | 92 | 88 | 88 | Conventional Steam Coal | BIT | ST | 10 | 2012 | 9 | 1949 | Alexandria | 38.8203 | -77.0411 | Map | Map
12588 | NRG Potomac River LLC | 3788 | Potomac River | IPP Non-CHP | VA | 2 |  | 92 | 88 | 88 | Conventional Steam Coal | BIT | ST | 10 | 2012 | 6 | 1950 | Alexandria | 38.8203 | -77.0411 | Map | Map
12588 | NRG Potomac River LLC | 3788 | Potomac River | IPP Non-CHP | VA | 3 |  | 110 | 102 | 102 | Conventional Steam Coal | BIT | ST | 10 | 2012 | 6 | 1954 | Alexandria | 38.8203 | -77.0411 | Map | Map
12588 | NRG Potomac River LLC | 3788 | Potomac River | IPP Non-CHP | VA | 4 |  | 110 | 102 | 102 | Conventional Steam Coal | BIT | ST | 10 | 2012 | 2 | 1956 | Alexandria | 38.8203 | -77.0411 | Map | Map
12588 | NRG Potomac River LLC | 3788 | Potomac River | IPP Non-CHP | VA | 5 |  | 110 | 102 | 102 | Conventional Steam Coal | BIT | ST | 10 | 2012 | 5 | 1957 | Alexandria | 38.8203 | -77.0411 | Map | Map
19876 | Virginia Electric & Power Co | 3803 | Chesapeake | Electric Utility | VA | 10 |  | 23.8 | 16 | 23 | Petroleum Liquids | DFO | GT | 12 | 2011 | 12 | 1970 | Chesapeake City | 36.7711 | -76.3019 | Map | Map | PJM
19876 | Virginia Electric & Power Co | 3803 | Chesapeake | Electric Utility | VA | 7 |  | 23.8 | 16 | 25 | Petroleum Liquids | DFO | GT | 12 | 2011 | 12 | 1969 | Chesapeake City | 36.7711 | -76.3019 | Map | Map | PJM
19876 | Virginia Electric & Power Co | 3803 | Chesapeake | Electric Utility | VA | 8 |  | 23.8 | 16 | 26 | Petroleum Liquids | DFO | GT | 12 | 2011 | 12 | 1969 | Chesapeake City | 36.7711 | -76.3019 | Map | Map | PJM
19876 | Virginia Electric & Power Co | 3803 | Chesapeake | Electric Utility | VA | 9 |  | 23.8 | 16 | 25 | Petroleum Liquids | DFO | GT | 12 | 2011 | 12 | 1970 | Chesapeake City | 36.7711 | -76.3019 | Map | Map | PJM
50006 | Invista | 10796 | Waynesboro Virginia Plant | Industrial CHP | VA | GEN1 |  | 3 | 3 | 3 | Conventional Steam Coal | BIT | ST | 12 | 2010 | 1 | 1929 | Augusta | 38.0586 | -78.8911 | Map | Map | PJM
50006 | Invista | 10796 | Waynesboro Virginia Plant | Industrial CHP | VA | GEN2 |  | 3 | 3 | 3 | Conventional Steam Coal | BIT | ST | 12 | 2010 | 1 | 1929 | Augusta | 38.0586 | -78.8911 | Map | Map | PJM
50006 | Invista | 10796 | Waynesboro Virginia Plant | Industrial CHP | VA | GEN4 |  | 3.4 | 3 | 3 | Conventional Steam Coal | BIT | ST | 12 | 2010 | 1 | 1947 | Augusta | 38.0586 | -78.8911 | Map | Map | PJM
21020 | Wythe Park Power Inc | 54047 | Wythe Park Power 3 Richmond Plant | IPP Non-CHP | VA | EXIS |  | 3 | 3 | 3 | Petroleum Liquids | DFO | IC | 9 | 2010 | 7 | 1991 | Richmond City | 37.4706 | -77.4264 | Map | Map | PJM
9348 | International Paper | 52152 | International Paper Franklin Mill | Industrial CHP | VA | GEN1 |  | 5 | 5 | 5 | Wood/Wood Waste Biomass | BLQ | ST | 6 | 2010 | 11 | 1937 | Isle of Wight | 36.6803 | -76.9128 | Map | Map | PJM
9348 | International Paper | 52152 | International Paper Franklin Mill | Industrial CHP | VA | GEN2 |  | 3.7 | 3.7 | 3.7 | Wood/Wood Waste Biomass | BLQ | ST | 6 | 2010 | 11 | 1937 | Isle of Wight | 36.6803 | -76.9128 | Map | Map | PJM
9348 | International Paper | 52152 | International Paper Franklin Mill | Industrial CHP | VA | GEN3 |  | 2.5 | 2.5 | 2.5 | Wood/Wood Waste Biomass | BLQ | ST | 6 | 2010 | 1 | 1942 | Isle of Wight | 36.6803 | -76.9128 | Map | Map | PJM
9348 | International Paper | 52152 | International Paper Franklin Mill | Industrial CHP | VA | GEN6 |  | 9.3 | 9.3 | 9.3 | Wood/Wood Waste Biomass | BLQ | ST | 6 | 2010 | 11 | 1950 | Isle of Wight | 36.6803 | -76.9128 | Map | Map | PJM
9348 | International Paper | 52152 | International Paper Franklin Mill | Industrial CHP | VA | GEN7 |  | 15.6 | 15.6 | 15.6 | Wood/Wood Waste Biomass | BLQ | ST | 6 | 2010 | 3 | 1958 | Isle of Wight | 36.6803 | -76.9128 | Map | Map | PJM
9348 | International Paper | 52152 | International Paper Franklin Mill | Industrial CHP | VA | GEN8 |  | 27.5 | 27.5 | 27.5 | Wood/Wood Waste Biomass | BLQ | ST | 6 | 2010 | 3 | 1970 | Isle of Wight | 36.6803 | -76.9128 | Map | Map | PJM
20508 | WestRock Corp | 50900 | Covington Facility | Industrial CHP | VA | GEN6 |  | 5.5 | 5.5 | 5.5 | Wood/Wood Waste Biomass | BLQ | ST | 1 | 2009 | 1 | 1930 | Covington City | 37.7997 | -79.9947 | Map | Map | PJM
50006 | Invista | 10796 | Waynesboro Virginia Plant | Industrial CHP | VA | GEN3 |  | 3 | 3 | 3 | Conventional Steam Coal | BIT | ST | 1 | 2008 | 1 | 1935 | Augusta | 38.0586 | -78.8911 | Map | Map | PJM
11560 | City of Manassas - (VA) | 7440 | VMEA 1 Credit Gen | Electric Utility | VA | V9 |  | 1.6 | 1.5 | 1.5 | Petroleum Liquids | DFO | IC | 12 | 2007 | 5 | 1990 | Prince William | 38.7405 | -77.5081 | Map | Map | PJM
1311 | Bassett Furniture Industries Inc | 50911 | Bassett Table | Industrial Non-CHP | VA | 2102 |  | 1.5 | 1 | 1 | Wood/Wood Waste Biomass | WDS | ST | 6 | 2007 | 1 | 1956 | Henry | 36.7592 | -79.9933 | Map | Map
55702 | DRG School Land LLC | 50954 | Dan River Power Plant | Industrial CHP | VA | GEN1 |  | 3 | 3 | 3 | Conventional Steam Coal | BIT | ST | 3 | 2006 | 1 | 1947 | Pittsylvania | 36.5625 | -79.4183 | Map | Map
55702 | DRG School Land LLC | 50954 | Dan River Power Plant | Industrial CHP | VA | GEN2 |  | 6 | 6 | 6 | Conventional Steam Coal | BIT | ST | 3 | 2006 | 1 | 1952 | Pittsylvania | 36.5625 | -79.4183 | Map | Map
20934 | Scott Wood | 50863 | Scott Wood | IPP CHP | VA | ST2 |  | 0.9 | 0.8 | 0.9 | Wood/Wood Waste Biomass | WDS | ST | 6 | 2004 | 3 | 2003 | Amelia | 37.3686 | -77.9986 | Map | Map
20934 | Scott Wood | 50863 | Scott Wood | IPP CHP | VA | ST3 |  | 2.8 | 2.6 | 2.6 | Wood/Wood Waste Biomass | WDS | ST | 6 | 2004 | 3 | 2003 | Amelia | 37.3686 | -77.9986 | Map | Map
1311 | Bassett Furniture Industries Inc | 50912 | J D Bassett Manufacturing | Industrial CHP | VA | 1929 |  | 1.2 | 0.8 | 0.8 | Wood/Wood Waste Biomass | WDS | ST | 1 | 2004 | 1 | 1954 | Henry | 36.7683 | -80.005 | Map | Map
1311 | Bassett Furniture Industries Inc | 50912 | J D Bassett Manufacturing | Industrial CHP | VA | 1930 |  | 1.2 | 0.8 | 0.8 | Wood/Wood Waste Biomass | WDS | ST | 1 | 2004 | 1 | 1954 | Henry | 36.7683 | -80.005 | Map | Map
57151 | Celanese Acetate LLC | 52089 | Celanese Acetate LLC | Industrial CHP | VA | DEG1 |  | 2.6 | 2 | 2 | Petroleum Liquids | DFO | IC | 12 | 2003 | 8 | 1996 | Giles | 37.3439 | -80.765 | Map | Map | PJM
19876 | Virginia Electric & Power Co | 3804 | Possum Point | Electric Utility | VA | 1 |  | 69 | 74 | 74 | Petroleum Liquids | RFO | ST | 3 | 2002 | 12 | 1948 | Prince William | 38.5367 | -77.2806 | Map | Map | PJM
19876 | Virginia Electric & Power Co | 3804 | Possum Point | Electric Utility | VA | 2 |  | 69 | 69 | 71 | Petroleum Liquids | RFO | ST | 3 | 2002 | 5 | 1951 | Prince William | 38.5367 | -77.2806 | Map | Map | PJM
57249 | EPP Renewable Energy | 56891 | Moretown | IPP Non-CHP | VT | GEN 1 |  | 1.6 | 1.6 | 1.6 | Landfill Gas | LFG | IC | 1 | 2017 | 12 | 2008 | Washington | 44.3122 | -72.7114 | Map | Map | ISNE
5956 | Entergy Nuclear Vermont Yankee | 3751 | Vermont Yankee | IPP Non-CHP | VT | 1 |  | 563.4 | 612.4 | 622.4 | Nuclear | NUC | ST | 12 | 2014 | 11 | 1972 | Windham | 42.7786 | -72.5133 | Map | Map | ISNE
56467 | Ampersand Gilman Hydro LP | 10608 | Gilman Mill | IPP Non-CHP | VT | GEN5 |  | 4 | 3.7 | 3.8 | Wood/Wood Waste Biomass | WDS | ST | 1 | 2014 | 2 | 1982 | Essex | 44.4122 | -71.7228 | Map | Map | ISNE
1299 | Barton Village, Inc | 3753 | West Charleston | Electric Utility | VT | IC3 |  | 1.4 | 0.9 | 0.9 | Petroleum Liquids | DFO | IC | 12 | 2013 | 7 | 1956 | Orleans | 44.8874 | -72.0554 | Map | Map | ISNE
1299 | Barton Village, Inc | 3753 | West Charleston | Electric Utility | VT | IC4 |  | 1.4 | 0.9 | 0.9 | Petroleum Liquids | DFO | IC | 12 | 2013 | 7 | 1956 | Orleans | 44.8874 | -72.0554 | Map | Map | ISNE
57123 | Middlebury College Biomass | 57804 | Middlebury College | Commercial CHP | VT | 1 |  | 0.2 | 0.1 | 0.1 | Wood/Wood Waste Biomass | WDS | ST | 10 | 2011 | 1 | 1980 | Addison | 44.0075 | -73.1769 | Map | Map | ISNE
3292 | Central Vermont Pub Serv Corp | 3726 | St Albans | Electric Utility | VT | IC1 |  | 1.3 | 1.1 | 1.2 | Petroleum Liquids | DFO | IC | 12 | 2007 | 2 | 1950 | Franklin | 44.8081 | -73.0886 | Map | Map
3292 | Central Vermont Pub Serv Corp | 3726 | St Albans | Electric Utility | VT | IC2 |  | 1.3 | 1.1 | 1.2 | Petroleum Liquids | DFO | IC | 12 | 2007 | 2 | 1950 | Franklin | 44.8081 | -73.0886 | Map | Map
49852 | Great Bay Hydro Corp | 3730 | Newport Diesels | IPP Non-CHP | VT | 10 |  | 1.1 | 1 | 1 | Petroleum Liquids | DFO | IC | 7 | 2007 | 88 | 1954 | Orleans | 44.9381 | -72.18 | Map | Map | ISNE
49852 | Great Bay Hydro Corp | 3730 | Newport Diesels | IPP Non-CHP | VT | 4 |  | 0.9 | 0.9 | 0.9 | Petroleum Liquids | DFO | IC | 7 | 2007 | 88 | 1948 | Orleans | 44.9381 | -72.18 | Map | Map | ISNE
49852 | Great Bay Hydro Corp | 3730 | Newport Diesels | IPP Non-CHP | VT | 5 |  | 0.9 | 0.9 | 0.9 | Petroleum Liquids | DFO | IC | 7 | 2007 | 88 | 1948 | Orleans | 44.9381 | -72.18 | Map | Map | ISNE
49852 | Great Bay Hydro Corp | 3730 | Newport Diesels | IPP Non-CHP | VT | 6 |  | 0.9 | 0.9 | 0.9 | Petroleum Liquids | DFO | IC | 7 | 2007 | 88 | 1948 | Orleans | 44.9381 | -72.18 | Map | Map | ISNE
49852 | Great Bay Hydro Corp | 3730 | Newport Diesels | IPP Non-CHP | VT | 7 |  | 0.9 | 0.9 | 0.9 | Petroleum Liquids | DFO | IC | 7 | 2007 | 88 | 1948 | Orleans | 44.9381 | -72.18 | Map | Map | ISNE
49852 | Great Bay Hydro Corp | 3730 | Newport Diesels | IPP Non-CHP | VT | 8 |  | 1.1 | 1 | 1 | Petroleum Liquids | DFO | IC | 7 | 2007 | 88 | 1954 | Orleans | 44.9381 | -72.18 | Map | Map | ISNE
49852 | Great Bay Hydro Corp | 3730 | Newport Diesels | IPP Non-CHP | VT | 9 |  | 1.1 | 1 | 1 | Petroleum Liquids | DFO | IC | 7 | 2007 | 88 | 1954 | Orleans | 44.9381 | -72.18 | Map | Map | ISNE
7601 | Green Mountain Power Corp | 3737 | Essex Junction 19 | Electric Utility | VT | IC5 |  | 1 | 1 | 1 | Petroleum Liquids | DFO | IC | 5 | 2007 | 10 | 1947 | Chittenden | 44.4821 | -73.1164 | Map | Map | ISNE
7601 | Green Mountain Power Corp | 3737 | Essex Junction 19 | Electric Utility | VT | IC6 |  | 1 | 1 | 1 | Petroleum Liquids | DFO | IC | 5 | 2007 | 10 | 1947 | Chittenden | 44.4821 | -73.1164 | Map | Map | ISNE
7601 | Green Mountain Power Corp | 3737 | Essex Junction 19 | Electric Utility | VT | IC7 |  | 1 | 1 | 1 | Petroleum Liquids | DFO | IC | 5 | 2007 | 10 | 1947 | Chittenden | 44.4821 | -73.1164 | Map | Map | ISNE
7601 | Green Mountain Power Corp | 3737 | Essex Junction 19 | Electric Utility | VT | IC8 |  | 1 | 1 | 1 | Petroleum Liquids | DFO | IC | 5 | 2007 | 10 | 1947 | Chittenden | 44.4821 | -73.1164 | Map | Map | ISNE
61122 | Great River Hydro, LLC | 2352 | Vernon Dam | IPP Non-CHP | VT | 6 |  | 4.5 | 3.6 | 3.6 | Conventional Hydroelectric | WAT | HY | 6 | 2004 | 8 | 1910 | Windham | 42.7717 | -72.5146 | Map | Map | ISNE
61122 | Great River Hydro, LLC | 2352 | Vernon Dam | IPP Non-CHP | VT | 7 |  | 4.5 | 3.6 | 3.6 | Conventional Hydroelectric | WAT | HY | 6 | 2004 | 8 | 1910 | Windham | 42.7717 | -72.5146 | Map | Map | ISNE
NOTES: Capacity from facilities with a total generator nameplate capacity less than 1 MW are excluded from this report. This exclusion may represent a signifciant portion of capacity for some technologies such as solar photovoltaic generation. Links to Google Map and Bing Map were set up to connect to these sites at the time of publication of this inventory. The links may may not properly function if these sites update their protocl for accessing maps. Sources: U.S. Energy Information Administration, Form EIA-860, 'Annual Electric Generator Report' and Form EIA-860M, 'Monthly Update to the Annual Electric Generator Report.'

## Canceled or Postponed
Inventory of Canceled or Indefinitely Postponed Projects as of April 2018
Entity ID | Entity Name | Plant ID | Plant Name | Sector | Plant State | Generator ID | Unit Code | Nameplate Capacity (MW) | Net Summer Capacity (MW) | Net Winter Capacity (MW) | Technology | Energy Source Code | Prime Mover Code | County | Latitude | Longitude | Google Map | Bing Map | Balancing Authority Code
54895 | FirstLight Power Resources Services LLC | 552 | Shepaug | IPP Non-CHP | CT | 2 |  | 49.2 | 39 | 46.5 | Petroleum Liquids | DFO | GT | New Haven | 41.4484 | -73.2953 | Map | Map | ISNE
4180 | Connecticut Mun Elec Engy Coop | 59701 | Subase Microgrid Project | Electric Utility | CT | SMP1 |  | 2 | 2 | 2 | Petroleum Liquids | DFO | IC | New London | 41.4 | -72.086 | Map | Map | ISNE
4180 | Connecticut Mun Elec Engy Coop | 59701 | Subase Microgrid Project | Electric Utility | CT | SMP2 |  | 2 | 2 | 2 | Petroleum Liquids | DFO | IC | New London | 41.4 | -72.086 | Map | Map | ISNE
4180 | Connecticut Mun Elec Engy Coop | 59701 | Subase Microgrid Project | Electric Utility | CT | SMP3 |  | 2 | 2 | 2 | Petroleum Liquids | DFO | IC | New London | 41.4 | -72.086 | Map | Map | ISNE
4180 | Connecticut Mun Elec Engy Coop | 59701 | Subase Microgrid Project | Electric Utility | CT | SMP4 |  | 2 | 2 | 2 | Petroleum Liquids | DFO | IC | New London | 41.4 | -72.086 | Map | Map | ISNE
60947 | Tesla Inc. | 60606 | CMEEC - Hollyhock Solar | IPP Non-CHP | CT | PV1 |  | 6 | 6 | 6 | Solar Photovoltaic | SUN | PV | New London | 41.5284 | -72.0861 | Map | Map | ISNE
59997 | Customized Energy Solutions | 60216 | ESS Lewes | IPP Non-CHP | DE | ESSLS |  | 8 | 8 |  | Batteries | MWH | BA | Sussex | 38.7711 | -75.1375 | Map | Map | PJM
21461 | NRG Canal LLC | 1599 | Canal | IPP Non-CHP | MA | UN2R |  | 330 | 330 | 330 | Natural Gas Fired Combustion Turbine | NG | GT | Barnstable | 41.7694 | -70.5097 | Map | Map | ISNE
8776 | City of Holyoke Gas and Electric Dept. | 1605 | Hadley Falls | Electric Utility | MA | 3 |  | 3.5 | 3.4 | 3.4 | Conventional Hydroelectric | WAT | HY | Hampden | 42.2119 | -72.6036 | Map | Map | ISNE
8776 | City of Holyoke Gas and Electric Dept. | 1607 | Riverside Holyoke | Electric Utility | MA | 6 |  | 1.1 | 0.9 | 0.9 | Conventional Hydroelectric | WAT | HY | Hampden | 42.2006 | -72.5944 | Map | Map | ISNE
11806 | Massachusetts Mun Wholes Electric Co | 6081 | Stony Brook | Electric Utility | MA | 3A |  | 302 | 289 | 293 | Natural Gas Fired Combined Cycle | NG | CC | Hampden | 42.1978 | -72.5106 | Map | Map | ISNE
11806 | Massachusetts Mun Wholes Electric Co | 6081 | Stony Brook | Electric Utility | MA | CT4 |  | 120 | 100 | 120 | Petroleum Liquids | DFO | CT | Hampden | 42.1978 | -72.5106 | Map | Map | ISNE
7209 | The Gillette Company | 54225 | Gillette SBMC | Industrial CHP | MA | TG1 |  | 7.1 | 6.3 | 7.1 | Natural Gas Steam Turbine | NG | ST | Suffolk | 42.3436 | -71.0559 | Map | Map | ISNE
58109 | President & Trustees of Williams College | 58160 | Williams College - Campus CHP | Commercial CHP | MA | GEN3 |  | 1.2 | 1.2 | 1.2 | Natural Gas Internal Combustion Engine | NG | IC | Berkshire | 42.7097 | -73.2022 | Map | Map | ISNE
58109 | President & Trustees of Williams College | 58160 | Williams College - Campus CHP | Commercial CHP | MA | GEN6 |  | 2 | 2 | 2 | Petroleum Liquids | DFO | IC | Berkshire | 42.7097 | -73.2022 | Map | Map | ISNE
58860 | Southbridge Recycling and Disposal Park | 59011 | Southbridge Landfill Gas-to-Energy | IPP Non-CHP | MA | CAT2 |  | 1.6 | 1.5 | 1.5 | Landfill Gas | LFG | IC | Worcester | 42.1044 | -72.0325 | Map | Map | ISNE
59520 | BWC Origination 5, LLC | 59753 | BlueWave Capital-Mattapoisett (SREC II) | IPP Non-CHP | MA | 1 |  | 4.5 | 4.5 | 4.5 | Solar Photovoltaic | SUN | PV | Plymouth | 41.6943 | -70.8311 | Map | Map | ISNE
1615 | Town of Berlin - (MD) | 6565 | Berlin | Electric Utility | MD | 6A |  | 5 | 5 | 5 | Petroleum Liquids | DFO | IC | Worcester | 38.3278 | -75.2172 | Map | Map | PJM
1615 | Town of Berlin - (MD) | 6565 | Berlin | Electric Utility | MD | 7A |  | 7.5 | 7.5 | 7.5 | Petroleum Liquids | DFO | IC | Worcester | 38.3278 | -75.2172 | Map | Map | PJM
56386 | Essential Power Rock Springs LLC | 7835 | Essential Power Rock Springs LLC | IPP Non-CHP | MD | 5 |  |  |  |  | Natural Gas Fired Combustion Turbine | NG | GT | Cecil | 39.719 | -76.1598 | Map | Map | PJM
56386 | Essential Power Rock Springs LLC | 7835 | Essential Power Rock Springs LLC | IPP Non-CHP | MD | 6 |  | 1 |  |  | Natural Gas Fired Combustion Turbine | NG | GT | Cecil | 39.719 | -76.1598 | Map | Map | PJM
56318 | CB&I | 55885 | Montgomery County Oaks LFGE Plant | IPP Non-CHP | MD | N01 |  | 2.8 | 2.3 | 2.3 | Landfill Gas | LFG | GT | Montgomery | 39.1937 | -77.1189 | Map | Map | PJM
56318 | CB&I | 55885 | Montgomery County Oaks LFGE Plant | IPP Non-CHP | MD | N02 |  | 2.8 | 2.3 | 2.3 | Landfill Gas | LFG | GT | Montgomery | 39.1937 | -77.1189 | Map | Map | PJM
58757 | Wheelabrator Frederick, LLC | 58875 | Frederick-Carroll County Renewable Waste | IPP Non-CHP | MD | GEN1 |  | 56 | 47 | 51 | Municipal Solid Waste | MSW | ST | Frederick | 39.3592 | -77.4153 | Map | Map | PJM
59161 | Great Bay Wind I, LLC | 59385 | Great Bay Wind Energy Center | IPP Non-CHP | MD | GEN1 |  | 150 | 150 | 150 | Onshore Wind Turbine | WND | WT | Somerset | 38.12 | -75.7275 | Map | Map | PJM
59997 | Customized Energy Solutions | 60214 | ESS Wesel | IPP Non-CHP | MD | ESSWL |  | 6 | 6 | 6 | Batteries | MWH | BA | Washington | 39.638 | -77.7371 | Map | Map | PJM
59997 | Customized Energy Solutions | 60215 | ESS Fairgrounds | IPP Non-CHP | MD | ESSFG |  | 4 | 4 | 4 | Batteries | MWH | BA | Washington | 39.647 | -77.7048 | Map | Map | PJM
1179 | Emera Maine | 783 | Basin Mills | Electric Utility | ME | 1 |  | 12 | 12 | 12 | Conventional Hydroelectric | WAT | HY | Penobscot | 44.875 | -68.6731 | Map | Map
1179 | Emera Maine | 783 | Basin Mills | Electric Utility | ME | 2 |  | 12 | 12 | 12 | Conventional Hydroelectric | WAT | HY | Penobscot | 44.875 | -68.6731 | Map | Map
1179 | Emera Maine | 783 | Basin Mills | Electric Utility | ME | 3 |  | 12 | 12 | 12 | Conventional Hydroelectric | WAT | HY | Penobscot | 44.875 | -68.6731 | Map | Map
1179 | Emera Maine | 784 | Veazie C | Electric Utility | ME | 1 |  | 8 | 8 | 8 | Conventional Hydroelectric | WAT | HY | Penobscot | 44.8367 | -68.6981 | Map | Map
49736 | Loring Holdings, LLC | 56105 | Loring Power Plant | IPP CHP | ME | GTG1 |  | 50 | 37 | 47 | Natural Gas Fired Combined Cycle | NG | CT | Aroostook | 46.9319 | -67.8933 | Map | Map | NBSO
49736 | Loring Holdings, LLC | 56105 | Loring Power Plant | IPP CHP | ME | STG1 |  | 30 | 18 | 23 | Natural Gas Fired Combined Cycle | NG | CA | Aroostook | 46.9319 | -67.8933 | Map | Map | NBSO
59155 | First Wind O&M, LLC | 57088 | Bowers Wind Project | IPP Non-CHP | ME | 1 |  | 48 | 48 | 48 | Onshore Wind Turbine | WND | WT | Penobscot | 45.4144 | -68.0381 | Map | Map | ISNE
56935 | Number Nine Wind Farm LLC | 57612 | Number Nine Wind Farm | IPP Non-CHP | ME | GEN1 |  | 250 | 250 | 250 | Onshore Wind Turbine | WND | WT | Aroostook | 46.3869 | -68.0567 | Map | Map | ISNE
19148 | Veolia Energy Trenton L.P | 50094 | Veolia Energy Trenton L.P. | Commercial CHP | NJ | 1 |  | 4.6 | 0 | 2.6 | Natural Gas Fired Combustion Turbine | NG | GT | Mercer | 40.2167 | -74.7667 | Map | Map | PJM
19148 | Veolia Energy Trenton L.P | 50094 | Veolia Energy Trenton L.P. | Commercial CHP | NJ | 2 |  | 4.6 | 1.1 | 3.6 | Natural Gas Fired Combustion Turbine | NG | GT | Mercer | 40.2167 | -74.7667 | Map | Map | PJM
60789 | Nautilus Power LLC | 55938 | NAEA Ocean Peaking Power LLC | IPP Non-CHP | NJ | OPP5 |  | 191.5 | 149.2 | 191 | Natural Gas Fired Combustion Turbine | NG | GT | Ocean | 40.0633 | -74.1672 | Map | Map | PJM
57249 | EPP Renewable Energy | 56888 | Warren County Solar | IPP Non-CHP | NJ | GEN 5 |  | 0.5 | 0.5 | 0.5 | Solar Photovoltaic | SUN | PV | Warren | 40.789 | -75.107 | Map | Map | PJM
57249 | EPP Renewable Energy | 56888 | Warren County Solar | IPP Non-CHP | NJ | GEN 6 |  | 0.5 | 0.5 | 0.5 | Solar Photovoltaic | SUN | PV | Warren | 40.789 | -75.107 | Map | Map | PJM
57249 | EPP Renewable Energy | 56888 | Warren County Solar | IPP Non-CHP | NJ | GEN 7 |  | 0.5 | 0.5 | 0.5 | Solar Photovoltaic | SUN | PV | Warren | 40.789 | -75.107 | Map | Map | PJM
57249 | EPP Renewable Energy | 56888 | Warren County Solar | IPP Non-CHP | NJ | GEN 8 |  | 0.5 | 0.5 | 0.5 | Solar Photovoltaic | SUN | PV | Warren | 40.789 | -75.107 | Map | Map | PJM
57249 | EPP Renewable Energy | 56888 | Warren County Solar | IPP Non-CHP | NJ | GEN 9 |  | 0.5 | 0.5 | 0.5 | Solar Photovoltaic | SUN | PV | Warren | 40.789 | -75.107 | Map | Map | PJM
57249 | EPP Renewable Energy | 56888 | Warren County Solar | IPP Non-CHP | NJ | GEN10 |  | 0.5 | 0.5 | 0.5 | Solar Photovoltaic | SUN | PV | Warren | 40.789 | -75.107 | Map | Map | PJM
57411 | KDC Solar O&M LLC | 58364 | Tissington Solar | Commercial Non-CHP | NJ | MC |  | 4.6 | 4.6 | 4.6 | Solar Photovoltaic | SUN | PV | Sussex | 41.2003 | -74.4919 | Map | Map | PJM
59283 | Gateway Energy Center, LLC | 59538 | Gateway Energy Center, LLC | IPP Non-CHP | NJ | CT001 |  | 440 | 442.8 | 485.5 | Natural Gas Fired Combined Cycle | NG | CC | Middlesex | 40.4419 | -74.3436 | Map | Map | PJM
12792 | NRG New York LLC | 2625 | Bowline Point | IPP Non-CHP | NY | BOW3 |  | 750 | 750 | 750 | Natural Gas Fired Combined Cycle | NG | CT | Rockland | 41.2044 | -73.9689 | Map | Map | NYIS
10349 | KIAC Partners | 54114 | Kennedy International Airport Cogen | IPP CHP | NY | CT-3 |  | 50 | 47 | 49 | Natural Gas Fired Combustion Turbine | NG | GT | Queens | 40.6417 | -73.7778 | Map | Map | NYIS
17283 | Seneca Energy II | 54782 | Seneca Energy | IPP Non-CHP | NY | GE19 |  | 1.6 | 1.6 | 1.6 | Landfill Gas | LFG | IC | Seneca | 42.9281 | -76.8408 | Map | Map | NYIS
17283 | Seneca Energy II | 54782 | Seneca Energy | IPP Non-CHP | NY | GE20 |  | 1.6 | 1.6 | 1.6 | Landfill Gas | LFG | IC | Seneca | 42.9281 | -76.8408 | Map | Map | NYIS
17283 | Seneca Energy II | 54782 | Seneca Energy | IPP Non-CHP | NY | GE21 |  | 1.6 | 1.6 | 1.6 | Landfill Gas | LFG | IC | Seneca | 42.9281 | -76.8408 | Map | Map | NYIS
17283 | Seneca Energy II | 54782 | Seneca Energy | IPP Non-CHP | NY | GE22 |  | 1.6 | 1.6 | 1.6 | Landfill Gas | LFG | IC | Seneca | 42.9281 | -76.8408 | Map | Map | NYIS
56334 | WEHRAN Energy Corporation | 55778 | Brookhaven Facility | IPP Non-CHP | NY | BH5 |  | 0.5 | 0.5 | 0.5 | Landfill Gas | LFG | IC | Suffolk | 40.7783 | -72.9156 | Map | Map | NYIS
56334 | WEHRAN Energy Corporation | 55778 | Brookhaven Facility | IPP Non-CHP | NY | BH6 |  | 0.5 | 0.5 | 0.5 | Landfill Gas | LFG | IC | Suffolk | 40.7783 | -72.9156 | Map | Map | NYIS
50158 | Innovative Energy Systems Inc | 56323 | Modern Innovative Energy LLC | IPP Non-CHP | NY | GEN5 |  | 1.6 | 1.6 | 1.6 | Landfill Gas | LFG | IC | Niagara | 43.2094 | -78.9836 | Map | Map | NYIS
50158 | Innovative Energy Systems Inc | 56323 | Modern Innovative Energy LLC | IPP Non-CHP | NY | GEN6 |  | 1.6 | 1.6 | 1.6 | Landfill Gas | LFG | IC | Niagara | 43.2094 | -78.9836 | Map | Map | NYIS
50158 | Innovative Energy Systems Inc | 56323 | Modern Innovative Energy LLC | IPP Non-CHP | NY | GEN7 |  | 1.6 | 1.6 | 1.6 | Landfill Gas | LFG | IC | Niagara | 43.2094 | -78.9836 | Map | Map | NYIS
50158 | Innovative Energy Systems Inc | 56323 | Modern Innovative Energy LLC | IPP Non-CHP | NY | GEN8 |  | 1.6 | 1.6 | 1.6 | Landfill Gas | LFG | IC | Niagara | 43.2094 | -78.9836 | Map | Map | NYIS
56545 | Pattern Operators LP | 56370 | Ecogen Wind | IPP Non-CHP | NY | 1 |  | 79.5 | 79.5 | 79.5 | Onshore Wind Turbine | WND | WT | Steuben | 42.5869 | -77.3125 | Map | Map | NYIS
15399 | Avangrid Renewables LLC | 56398 | Jordanville Wind Farm | IPP Non-CHP | NY | 1 |  | 80 | 80 | 80 | Onshore Wind Turbine | WND | WT | Herkimer | 43.5 | -75 | Map | Map | NYIS
55868 | Noble Wind Operations LLC | 56903 | Noble Bellmont Windpark LLC | IPP Non-CHP | NY | 1 |  | 21 | 21 |  | Onshore Wind Turbine | WND | WT | Franklin | 44.8908 | -73.9858 | Map | Map | NYIS
50158 | Innovative Energy Systems Inc | 56987 | Hyland LFGTE Facility | IPP Non-CHP | NY | GEN4 |  | 1.6 | 1.6 | 1.6 | Landfill Gas | LFG | IC | Allegany | 42.2853 | -78.0061 | Map | Map | NYIS
56545 | Pattern Operators LP | 57193 | Ripley Westfield Wind LLC | IPP Non-CHP | NY | WTG |  | 75 | 75 | 75 | Onshore Wind Turbine | WND | WT | Chautauqua | 42.2411 | -79.635 | Map | Map | NYIS
58672 | Everpower Wind Holdings Inc | 58779 | Allegany Wind Farm | IPP Non-CHP | NY | 1 |  | 72.5 | 72.5 | 72.5 | Onshore Wind Turbine | WND | WT | Cattaraugus | 42.0369 | -78.5344 | Map | Map | NYIS
58878 | Watkins Glen Wind LLC | 59041 | Watkins Glen Wind Energy Center | IPP Non-CHP | NY | WGWEC |  | 80 | 80 | 80 | Onshore Wind Turbine | WND | WT | Schuyler | 42.3383 | -76.9275 | Map | Map | NYIS
59594 | Black Oak Wind Farm LLC | 59813 | Black Oak Wind Farm | IPP Non-CHP | NY | NA |  | 16.1 | 16.1 | 16.1 | Onshore Wind Turbine | WND | WT | Tompkins | 42.4022 | -76.6704 | Map | Map | NYIS
60947 | Tesla Inc. | 61103 | Hamilton College | IPP Non-CHP | NY | PV1 |  | 2 | 2 | 2 | Solar Photovoltaic | SUN | PV | Oneida | 43.0511 | -75.4096 | Map | Map | NYIS
60953 | Farmingdale Fuel Cell, LLC | 61317 | Farmingdale Fuel Cell | IPP Non-CHP | NY | MB-21 |  | 1.4 | 1.4 | 1.4 | Other Natural Gas | NG | FC | Nassau | 40.7425 | -73.4136 | Map | Map | NYIS
1857 | Block Island Power Co | 6567 | Block Island | Electric Utility | RI | 27 |  | 2.5 | 2.5 | 2.5 | Petroleum Liquids | DFO | IC | Washington | 41.1756 | -71.5711 | Map | Map | NA
55510 | Tiverton Power LLC | 55048 | Tiverton Power Plant | IPP Non-CHP | RI | UNT3 |  | 179.3 | 159.4 | 189.7 | Natural Gas Fired Combined Cycle | NG | CT | Newport | 41.6422 | -71.1706 | Map | Map | ISNE
55510 | Tiverton Power LLC | 55048 | Tiverton Power Plant | IPP Non-CHP | RI | UNT4 |  | 93.2 | 90.6 | 93.2 | Natural Gas Fired Combined Cycle | NG | CA | Newport | 41.6422 | -71.1706 | Map | Map | ISNE
11560 | City of Manassas - (VA) | 7797 | Dominion/Lo Mar | Electric Utility | VA | DOM3 |  | 1.8 | 1.6 |  | Petroleum Liquids | DFO | IC | Prince William | 38.7443 | -77.4974 | Map | Map | PJM
11560 | City of Manassas - (VA) | 7797 | Dominion/Lo Mar | Electric Utility | VA | DOM4 |  | 1.8 | 1.6 |  | Petroleum Liquids | DFO | IC | Prince William | 38.7443 | -77.4974 | Map | Map | PJM
11560 | City of Manassas - (VA) | 7797 | Dominion/Lo Mar | Electric Utility | VA | LOM4 |  | 1.8 | 1.6 |  | Petroleum Liquids | DFO | IC | Prince William | 38.7443 | -77.4974 | Map | Map | PJM
40229 | Old Dominion Electric Coop | 7836 | Marsh Run Generation Facility | Electric Utility | VA | 4 |  | 195.5 | 195.5 | 195.5 | Natural Gas Fired Combustion Turbine | NG | GT | Fauquier | 38.5283 | -77.7681 | Map | Map | PJM
58758 | CPV Smyth Generation Company LLC | 58878 | CPV Smyth Generation Company LLC | IPP Non-CHP | VA | 1 |  | 1017 | 989 | 1052 | Natural Gas Fired Combined Cycle | NG | CC | Smyth | 36.8558 | -81.4133 | Map | Map | PJM
56963 | Beaver Wood Energy Fair Haven, LLC | 57634 | Beaver Wood Energy Fair Haven, LLC | IPP CHP | VT | GEN1 |  | 34 | 29.5 | 30 | Other Waste Biomass | OBS | ST | Rutland | 43.5914 | -73.2917 | Map | Map | ISNE
NOTES: Capacity from facilities with a total generator nameplate capacity less than 1 MW are excluded from this report. This exclusion may represent a signifciant portion of capacity for some technologies such as solar photovoltaic generation. Links to Google Map and Bing Map were set up to connect to these sites at the time of publication of this inventory. The links may may not properly function if these sites update their protocl for accessing maps. Sources: U.S. Energy Information Administration, Form EIA-860, 'Annual Electric Generator Report' and Form EIA-860M, 'Monthly Update to the Annual Electric Generator Report.'

## CTonly
Entity ID | Entity Name | Plant Name | Sector | Plant State | Nameplate Capacity (MW) | Net Summer Capacity (MW) | Net Winter Capacity (MW) | Technology | Energy Source Code | Prime Mover Code | Operating Month | Operating Year | Planned Retirement Month | Planned Retirement Year | Status | County
54895 | FirstLight Power Resources Services LLC | Rocky River (CT) | IPP Non-CHP | CT | 3.5 | 2 | 2 | Hydroelectric Pumped Storage | WAT | PS | 1 | 1928 |  |  | (OA) Out of service but expected to return to service in next calendar year | Litchfield
54895 | FirstLight Power Resources Services LLC | Bulls Bridge | IPP Non-CHP | CT | 1.2 | 1.4 | 1.4 | Conventional Hydroelectric | WAT | HY | 1 | 1903 |  |  | (OA) Out of service but expected to return to service in next calendar year | Litchfield
54895 | FirstLight Power Resources Services LLC | Bulls Bridge | IPP Non-CHP | CT | 1.2 | 1.4 | 1.4 | Conventional Hydroelectric | WAT | HY | 1 | 1903 |  |  | (OA) Out of service but expected to return to service in next calendar year | Litchfield
54895 | FirstLight Power Resources Services LLC | Bulls Bridge | IPP Non-CHP | CT | 1.2 | 1.4 | 1.4 | Conventional Hydroelectric | WAT | HY | 1 | 1903 |  |  | (OA) Out of service but expected to return to service in next calendar year | Litchfield
54895 | FirstLight Power Resources Services LLC | Bulls Bridge | IPP Non-CHP | CT | 1.2 | 1.4 | 1.4 | Conventional Hydroelectric | WAT | HY | 1 | 1903 |  |  | (OA) Out of service but expected to return to service in next calendar year | Litchfield
54895 | FirstLight Power Resources Services LLC | Bulls Bridge | IPP Non-CHP | CT | 1.2 | 1.4 | 1.4 | Conventional Hydroelectric | WAT | HY | 1 | 1903 |  |  | (OA) Out of service but expected to return to service in next calendar year | Litchfield
54895 | FirstLight Power Resources Services LLC | Bulls Bridge | IPP Non-CHP | CT | 1.2 | 1.4 | 1.4 | Conventional Hydroelectric | WAT | HY | 1 | 1903 |  |  | (OA) Out of service but expected to return to service in next calendar year | Litchfield
12382 | Metropolitan Dist of Hartford | Colebrook Hydroelectric | IPP Non-CHP | CT | 1.5 | 1.4 | 1.4 | Conventional Hydroelectric | WAT | HY | 4 | 1988 |  |  | (OA) Out of service but expected to return to service in next calendar year | Litchfield
12382 | Metropolitan Dist of Hartford | Goodwin Hydroelectric | IPP Non-CHP | CT | 1.6 | 1.6 | 1.6 | Conventional Hydroelectric | WAT | HY | 4 | 1986 |  |  | (OA) Out of service but expected to return to service in next calendar year | Hartford
54895 | FirstLight Power Resources Services LLC | Rocky River (CT) | IPP Non-CHP | CT | 24 | 25.4 | 25 | Hydroelectric Pumped Storage | WAT | PS | 1 | 1928 |  |  | (OP) Operating | Litchfield
22379 | Connecticut Jet Power LLC | Branford | IPP Non-CHP | CT | 21.8 | 17.4 | 22.5 | Petroleum Liquids | KER | GT | 11 | 1967 |  |  | (OP) Operating | New Haven
22379 | Connecticut Jet Power LLC | Cos Cob | IPP Non-CHP | CT | 25 | 19.1 | 24 | Petroleum Liquids | KER | GT | 9 | 1969 |  |  | (OP) Operating | Fairfield
22379 | Connecticut Jet Power LLC | Cos Cob | IPP Non-CHP | CT | 25 | 18.7 | 23.6 | Petroleum Liquids | KER | GT | 9 | 1969 |  |  | (OP) Operating | Fairfield
22379 | Connecticut Jet Power LLC | Cos Cob | IPP Non-CHP | CT | 25 | 19.1 | 24 | Petroleum Liquids | KER | GT | 10 | 1969 |  |  | (OP) Operating | Fairfield
22379 | Connecticut Jet Power LLC | Cos Cob | IPP Non-CHP | CT | 20 | 19.1 | 24 | Petroleum Liquids | KER | GT | 6 | 2008 |  |  | (OP) Operating | Fairfield
22379 | Connecticut Jet Power LLC | Cos Cob | IPP Non-CHP | CT | 20 | 19.6 | 23.5 | Petroleum Liquids | KER | GT | 6 | 2008 |  |  | (OP) Operating | Fairfield
22350 | Devon Power LLC | Devon Station | IPP Non-CHP | CT | 18.6 | 14.4 | 19.2 | Petroleum Liquids | KER | GT | 1 | 1985 |  |  | (OP) Operating | New Haven
22350 | Devon Power LLC | Devon Station | IPP Non-CHP | CT | 51 | 29.3 | 38.8 | Petroleum Liquids | KER | GT | 7 | 1996 |  |  | (OP) Operating | New Haven
22350 | Devon Power LLC | Devon Station | IPP Non-CHP | CT | 51 | 29.2 | 38.4 | Petroleum Liquids | KER | GT | 7 | 1996 |  |  | (OP) Operating | New Haven
22350 | Devon Power LLC | Devon Station | IPP Non-CHP | CT | 51 | 29.9 | 38.9 | Petroleum Liquids | KER | GT | 7 | 1996 |  |  | (OP) Operating | New Haven
22350 | Devon Power LLC | Devon Station | IPP Non-CHP | CT | 51 | 29.7 | 40.3 | Petroleum Liquids | KER | GT | 7 | 1996 |  |  | (OP) Operating | New Haven
22380 | NRG Montville Operations Inc | Montville Station | IPP Non-CHP | CT | 75 | 81 | 83 | Petroleum Liquids | RFO | ST | 1 | 1954 |  |  | (OP) Operating | New London
22380 | NRG Montville Operations Inc | Montville Station | IPP Non-CHP | CT | 414.9 | 410 | 410 | Petroleum Liquids | RFO | ST | 1 | 1971 |  |  | (OP) Operating | New London
54895 | FirstLight Power Resources Services LLC | Scotland Dam | IPP Non-CHP | CT | 2 | 1.7 | 2.2 | Conventional Hydroelectric | WAT | HY | 1 | 1937 |  |  | (OP) Operating | Windham
54895 | FirstLight Power Resources Services LLC | Shepaug | IPP Non-CHP | CT | 37.2 | 41.5 | 42.6 | Conventional Hydroelectric | WAT | HY | 1 | 1955 |  |  | (OP) Operating | New Haven
54895 | FirstLight Power Resources Services LLC | Stevenson | IPP Non-CHP | CT | 7.5 | 7.1 | 7.1 | Conventional Hydroelectric | WAT | HY | 1 | 1919 |  |  | (OP) Operating | Fairfield
54895 | FirstLight Power Resources Services LLC | Stevenson | IPP Non-CHP | CT | 7.5 | 7.1 | 7.1 | Conventional Hydroelectric | WAT | HY | 1 | 1919 |  |  | (OP) Operating | Fairfield
54895 | FirstLight Power Resources Services LLC | Stevenson | IPP Non-CHP | CT | 7.5 | 7.1 | 7.1 | Conventional Hydroelectric | WAT | HY | 1 | 1919 |  |  | (OP) Operating | Fairfield
54895 | FirstLight Power Resources Services LLC | Stevenson | IPP Non-CHP | CT | 8 | 7.6 | 7.6 | Conventional Hydroelectric | WAT | HY | 1 | 1936 |  |  | (OP) Operating | Fairfield
54895 | FirstLight Power Resources Services LLC | Taftville | IPP Non-CHP | CT | 0.4 | 0.4 | 0.4 | Conventional Hydroelectric | WAT | HY | 1 | 1926 |  |  | (OP) Operating | New London
54895 | FirstLight Power Resources Services LLC | Taftville | IPP Non-CHP | CT | 0.3 | 0.4 | 0.4 | Conventional Hydroelectric | WAT | HY | 1 | 1906 |  |  | (OP) Operating | New London
54895 | FirstLight Power Resources Services LLC | Taftville | IPP Non-CHP | CT | 0.3 | 0.4 | 0.4 | Conventional Hydroelectric | WAT | HY | 1 | 1906 |  |  | (OP) Operating | New London
54895 | FirstLight Power Resources Services LLC | Taftville | IPP Non-CHP | CT | 0.3 | 0.4 | 0.4 | Conventional Hydroelectric | WAT | HY | 1 | 1949 |  |  | (OP) Operating | New London
54895 | FirstLight Power Resources Services LLC | Taftville | IPP Non-CHP | CT | 0.3 | 0.4 | 0.4 | Conventional Hydroelectric | WAT | HY | 1 | 1949 |  |  | (OP) Operating | New London
54895 | FirstLight Power Resources Services LLC | Tunnel | IPP Non-CHP | CT | 1 | 0.8 | 1.1 | Conventional Hydroelectric | WAT | HY | 1 | 1919 |  |  | (OP) Operating | New London
54895 | FirstLight Power Resources Services LLC | Tunnel | IPP Non-CHP | CT | 1 | 0.8 | 1.1 | Conventional Hydroelectric | WAT | HY | 1 | 1949 |  |  | (OP) Operating | New London
6207 | Farmington River Power Company | Rainbow (CT) | Electric Utility | CT | 4 | 4 | 4 | Conventional Hydroelectric | WAT | HY | 12 | 1925 |  |  | (OP) Operating | Hartford
6207 | Farmington River Power Company | Rainbow (CT) | Electric Utility | CT | 4 | 4 | 4 | Conventional Hydroelectric | WAT | HY | 12 | 1925 |  |  | (OP) Operating | Hartford
54895 | FirstLight Power Resources Services LLC | Falls Village | IPP Non-CHP | CT | 3 | 3.3 | 3.7 | Conventional Hydroelectric | WAT | HY | 1 | 1914 |  |  | (OP) Operating | Litchfield
54895 | FirstLight Power Resources Services LLC | Falls Village | IPP Non-CHP | CT | 3 | 3.3 | 3.7 | Conventional Hydroelectric | WAT | HY | 1 | 1914 |  |  | (OP) Operating | Litchfield
54895 | FirstLight Power Resources Services LLC | Falls Village | IPP Non-CHP | CT | 3 | 3.3 | 3.7 | Conventional Hydroelectric | WAT | HY | 1 | 1914 |  |  | (OP) Operating | Litchfield
22379 | Connecticut Jet Power LLC | Franklin Drive | IPP Non-CHP | CT | 21.8 | 16.1 | 21.2 | Petroleum Liquids | KER | GT | 11 | 1968 |  |  | (OP) Operating | Litchfield
12490 | Middletown Power LLC | Middletown | IPP Non-CHP | CT | 18.5 | 17.2 | 22.1 | Petroleum Liquids | KER | GT | 8 | 1966 |  |  | (OP) Operating | Middlesex
12490 | Middletown Power LLC | Middletown | IPP Non-CHP | CT | 113.6 | 117 | 120 | Natural Gas Steam Turbine | NG | ST | 10 | 1958 |  |  | (OP) Operating | Middlesex
12490 | Middletown Power LLC | Middletown | IPP Non-CHP | CT | 239.4 | 236 | 245 | Natural Gas Steam Turbine | NG | ST | 1 | 1964 |  |  | (OP) Operating | Middlesex
12490 | Middletown Power LLC | Middletown | IPP Non-CHP | CT | 414.9 | 400 | 402 | Petroleum Liquids | RFO | ST | 5 | 1973 |  |  | (OP) Operating | Middlesex
22379 | Connecticut Jet Power LLC | Torrington Terminal | IPP Non-CHP | CT | 21.8 | 17.4 | 22.5 | Petroleum Liquids | KER | GT | 11 | 1967 |  |  | (OP) Operating | Litchfield
5221 | Dominion Energy Nuclear Conn Inc | Millstone | IPP Non-CHP | CT | 909.9 | 867.8 | 859 | Nuclear | NUC | ST | 12 | 1975 |  |  | (OP) Operating | New London
5221 | Dominion Energy Nuclear Conn Inc | Millstone | IPP Non-CHP | CT | 1253 | 1220 | 1233.6 | Nuclear | NUC | ST | 4 | 1986 |  |  | (OP) Operating | New London
15452 | PSEG Power Connecticut LLC | Bridgeport Station | IPP Non-CHP | CT | 400 | 383.4 | 385 | Conventional Steam Coal | SUB | ST | 8 | 1968 | 6 | 2021 | (OP) Operating | Fairfield
15452 | PSEG Power Connecticut LLC | Bridgeport Station | IPP Non-CHP | CT | 18.6 | 17 | 21.8 | Petroleum Liquids | KER | GT | 10 | 1967 |  |  | (OP) Operating | Fairfield
13831 | City of Norwich - (CT) | North Main Street | Electric Utility | CT | 19 | 15.3 | 18.8 | Petroleum Liquids | DFO | GT | 8 | 1972 |  |  | (OP) Operating | New London
13831 | City of Norwich - (CT) | Tenth Street | Electric Utility | CT | 1.4 | 1 | 1.2 | Conventional Hydroelectric | WAT | HY | 5 | 1967 |  |  | (OP) Operating | New London
15452 | PSEG Power Connecticut LLC | New Haven Harbor | IPP Non-CHP | CT | 460 | 447.9 | 436.6 | Natural Gas Steam Turbine | NG | ST | 7 | 1975 |  |  | (OP) Operating | New Haven
15452 | PSEG Power Connecticut LLC | New Haven Harbor | IPP Non-CHP | CT | 60.5 | 42.9 | 48.6 | Petroleum Liquids | KER | GT | 6 | 2012 |  |  | (OP) Operating | New Haven
15452 | PSEG Power Connecticut LLC | New Haven Harbor | IPP Non-CHP | CT | 60.5 | 42.9 | 48.6 | Petroleum Liquids | KER | GT | 6 | 2012 |  |  | (OP) Operating | New Haven
15452 | PSEG Power Connecticut LLC | New Haven Harbor | IPP Non-CHP | CT | 60.5 | 42.9 | 48.6 | Petroleum Liquids | KER | GT | 6 | 2012 |  |  | (OP) Operating | New Haven
4180 | Connecticut Mun Elec Engy Coop | A L Pierce | Electric Utility | CT | 84 | 74.1 | 94.6 | Natural Gas Fired Combustion Turbine | NG | GT | 10 | 2007 |  |  | (OP) Operating | New Haven
11943 | McCallum Enterprises I LP | Derby Hydro | IPP Non-CHP | CT | 4 | 4 | 4 | Conventional Hydroelectric | WAT | HY | 1 | 1989 |  |  | (OP) Operating | Fairfield
11943 | McCallum Enterprises I LP | Derby Hydro | IPP Non-CHP | CT | 4 | 4 | 4 | Conventional Hydroelectric | WAT | HY | 1 | 1989 |  |  | (OP) Operating | Fairfield
291 | Algonquin Windsor Locks LLC | Algonquin Windsor Locks | IPP CHP | CT | 40 | 35 | 45 | Natural Gas Fired Combined Cycle | NG | CT | 1 | 1990 |  |  | (OP) Operating | Hartford
291 | Algonquin Windsor Locks LLC | Algonquin Windsor Locks | IPP CHP | CT | 15 | 13 | 15 | Natural Gas Fired Combined Cycle | NG | CT | 7 | 2012 |  |  | (OP) Operating | Hartford
291 | Algonquin Windsor Locks LLC | Algonquin Windsor Locks | IPP CHP | CT | 16 | 16 | 16 | Natural Gas Fired Combined Cycle | NG | CA | 1 | 1990 |  |  | (OP) Operating | Hartford
528 | Covanta Southeastern Connecticut Company | Covanta Southeastern Connecticut Company | IPP Non-CHP | CT | 18.3 | 16.3 | 18.1 | Municipal Solid Waste | MSW | ST | 12 | 1991 |  |  | (OP) Operating | New London
2956 | Capitol District Energy Center | Capitol District Energy Center | IPP CHP | CT | 39.8 | 55.2 | 61.3 | Natural Gas Fired Combined Cycle | NG | CT | 10 | 1988 |  |  | (OP) Operating | Hartford
2956 | Capitol District Energy Center | Capitol District Energy Center | IPP CHP | CT | 30.7 | 0 |  | Natural Gas Fired Combined Cycle | NG | CA | 10 | 1988 |  |  | (OP) Operating | Hartford
54842 | WM Renewable Energy LLC | New Milford Gas Recovery | IPP Non-CHP | CT | 0.8 | 0.8 | 0.8 | Landfill Gas | LFG | IC | 5 | 2008 |  |  | (OP) Operating | Litchfield
54842 | WM Renewable Energy LLC | New Milford Gas Recovery | IPP Non-CHP | CT | 0.8 | 0.8 | 0.8 | Landfill Gas | LFG | IC | 5 | 2008 |  |  | (OP) Operating | Litchfield
54842 | WM Renewable Energy LLC | New Milford Gas Recovery | IPP Non-CHP | CT | 0.8 | 0.8 | 0.8 | Landfill Gas | LFG | IC | 5 | 2008 |  |  | (OP) Operating | Litchfield
4474 | Covanta Bristol Inc | Covanta Bristol Energy | IPP Non-CHP | CT | 16.3 | 13.2 | 13.2 | Municipal Solid Waste | MSW | ST | 12 | 1987 |  |  | (OP) Operating | Hartford
20541 | Wheelabrator Environmental Systems | Wheelabrator Bridgeport | IPP Non-CHP | CT | 67 | 58 | 58 | Municipal Solid Waste | MSW | ST | 7 | 1988 |  |  | (OP) Operating | Fairfield
8153 | Hartford Steam Co | Hartford Hospital Cogeneration | Commercial CHP | CT | 4.2 | 2.4 | 2.4 | Natural Gas Fired Combined Cycle | NG | CA | 7 | 1988 |  |  | (OP) Operating | Hartford
8153 | Hartford Steam Co | Hartford Hospital Cogeneration | Commercial CHP | CT | 6.2 | 5.2 | 6.2 | Natural Gas Fired Combined Cycle | NG | CT | 7 | 1988 |  |  | (OP) Operating | Hartford
8153 | Hartford Steam Co | Hartford Hospital Cogeneration | Commercial CHP | CT | 1.4 | 1.4 | 1.4 | Other Natural Gas | NG | FC | 5 | 2014 |  |  | (OP) Operating | Hartford
14928 | Pfizer Inc | Pfizer Groton Plant | Industrial CHP | CT | 10 | 9.5 | 10.5 | Natural Gas Fired Combustion Turbine | NG | GT | 9 | 2009 |  |  | (OP) Operating | New London
14928 | Pfizer Inc | Pfizer Groton Plant | Industrial CHP | CT | 10 | 9.4 | 9.4 | Natural Gas Steam Turbine | NG | ST | 1 | 1952 |  |  | (OP) Operating | New London
14928 | Pfizer Inc | Pfizer Groton Plant | Industrial CHP | CT | 10 | 5 | 5 | Natural Gas Steam Turbine | NG | ST | 1 | 1994 |  |  | (OP) Operating | New London
14928 | Pfizer Inc | Pfizer Groton Plant | Industrial CHP | CT | 7.5 | 7.5 | 7.5 | Natural Gas Steam Turbine | NG | ST | 8 | 2001 |  |  | (OP) Operating | New London
12382 | Metropolitan Dist of Hartford | Goodwin Hydroelectric | IPP Non-CHP | CT | 1.6 | 1.6 | 1.6 | Conventional Hydroelectric | WAT | HY | 4 | 1986 |  |  | (OP) Operating | Hartford
10347 | Kinneytown Hydro Co Inc | Kinneytown New Old | IPP Non-CHP | CT | 0.8 | 0.8 | 0.7 | Conventional Hydroelectric | WAT | HY | 11 | 1986 |  |  | (OP) Operating | New Haven
10347 | Kinneytown Hydro Co Inc | Kinneytown New Old | IPP Non-CHP | CT | 1.5 | 1.4 | 1.4 | Conventional Hydroelectric | WAT | HY | 1 | 1995 |  |  | (OP) Operating | New Haven
21621 | United Technologies | Pratt & Whitney | Industrial CHP | CT | 25.8 | 28 | 31 | Natural Gas Fired Combustion Turbine | NG | GT | 1 | 1992 |  |  | (OP) Operating | Hartford
20541 | Wheelabrator Environmental Systems | Wheelabrator Lisbon | IPP Non-CHP | CT | 14.6 | 14 | 14 | Municipal Solid Waste | MSW | ST | 10 | 1995 |  |  | (OP) Operating | New London
4426 | NAES Corp | CT Resource Rec Authority Facility | IPP Non-CHP | CT | 45 | 29.7 | 31.2 | Municipal Solid Waste | MSW | ST | 7 | 1988 |  |  | (OP) Operating | Hartford
4426 | NAES Corp | CT Resource Rec Authority Facility | IPP Non-CHP | CT | 45 | 29.7 | 31.2 | Municipal Solid Waste | MSW | ST | 7 | 1988 |  |  | (OP) Operating | Hartford
2232 | Bridgeport Energy LLC | Bridgeport Energy Project | IPP Non-CHP | CT | 170 | 164 | 191 | Natural Gas Fired Combined Cycle | NG | CT | 6 | 1998 |  |  | (OP) Operating | Fairfield
2232 | Bridgeport Energy LLC | Bridgeport Energy Project | IPP Non-CHP | CT | 170 | 164 | 190 | Natural Gas Fired Combined Cycle | NG | CT | 6 | 1998 |  |  | (OP) Operating | Fairfield
2232 | Bridgeport Energy LLC | Bridgeport Energy Project | IPP Non-CHP | CT | 180 | 164 | 185 | Natural Gas Fired Combined Cycle | NG | CA | 5 | 1999 |  |  | (OP) Operating | Fairfield
12568 | Milford Power Co LLC | Milford Power Project | IPP Non-CHP | CT | 289 | 274.7 | 295.6 | Natural Gas Fired Combined Cycle | NG | CS | 2 | 2004 |  |  | (OP) Operating | New Haven
12568 | Milford Power Co LLC | Milford Power Project | IPP Non-CHP | CT | 289 | 269.8 | 289.7 | Natural Gas Fired Combined Cycle | NG | CS | 5 | 2004 |  |  | (OP) Operating | New Haven
10576 | Lake Road Generating Co LP | Lake Road Generating Plant | IPP Non-CHP | CT | 280 | 270.8 | 290.9 | Natural Gas Fired Combined Cycle | NG | CS | 3 | 2002 |  |  | (OP) Operating | Windham
10576 | Lake Road Generating Co LP | Lake Road Generating Plant | IPP Non-CHP | CT | 280 | 275 | 291.8 | Natural Gas Fired Combined Cycle | NG | CS | 3 | 2002 |  |  | (OP) Operating | Windham
10576 | Lake Road Generating Co LP | Lake Road Generating Plant | IPP Non-CHP | CT | 280 | 254.8 | 278 | Natural Gas Fired Combined Cycle | NG | CS | 5 | 2002 |  |  | (OP) Operating | Windham
59630 | DeltaPro Energy Inc | MM Hartford Energy | IPP Non-CHP | CT | 0.9 | 0.9 | 0.9 | Landfill Gas | LFG | IC | 8 | 1998 |  |  | (OP) Operating | Hartford
59630 | DeltaPro Energy Inc | MM Hartford Energy | IPP Non-CHP | CT | 0.9 | 0.9 | 0.9 | Landfill Gas | LFG | IC | 8 | 1998 |  |  | (OP) Operating | Hartford
56927 | Wallingford Energy LLC | Wallingford Energy | IPP Non-CHP | CT | 50 | 42.3 | 48.4 | Natural Gas Fired Combustion Turbine | NG | GT | 10 | 2001 |  |  | (OP) Operating | New Haven
56927 | Wallingford Energy LLC | Wallingford Energy | IPP Non-CHP | CT | 50 | 42.3 | 48.2 | Natural Gas Fired Combustion Turbine | NG | GT | 9 | 2001 |  |  | (OP) Operating | New Haven
56927 | Wallingford Energy LLC | Wallingford Energy | IPP Non-CHP | CT | 50 | 42.3 | 47.8 | Natural Gas Fired Combustion Turbine | NG | GT | 8 | 2001 |  |  | (OP) Operating | New Haven
56927 | Wallingford Energy LLC | Wallingford Energy | IPP Non-CHP | CT | 50 | 42.3 | 49 | Natural Gas Fired Combustion Turbine | NG | GT | 8 | 2001 |  |  | (OP) Operating | New Haven
56927 | Wallingford Energy LLC | Wallingford Energy | IPP Non-CHP | CT | 50 | 42.3 | 49 | Natural Gas Fired Combustion Turbine | NG | GT | 8 | 2001 |  |  | (OP) Operating | New Haven
25771 | Quinebaug Associates LLC | Quinebaug Lower Project | IPP Non-CHP | CT | 0.3 | 0.3 | 0.3 | Conventional Hydroelectric | WAT | HY | 8 | 1990 |  |  | (OP) Operating | Windham
25771 | Quinebaug Associates LLC | Quinebaug Lower Project | IPP Non-CHP | CT | 0.1 | 0.1 | 0.1 | Conventional Hydroelectric | WAT | HY | 4 | 1990 |  |  | (OP) Operating | Windham
25771 | Quinebaug Associates LLC | Quinebaug Lower Project | IPP Non-CHP | CT | 0.8 | 0.8 | 0.7 | Conventional Hydroelectric | WAT | HY | 8 | 1990 |  |  | (OP) Operating | Windham
25771 | Quinebaug Associates LLC | Quinebaug Lower Project | IPP Non-CHP | CT | 1.3 | 1.2 | 1.2 | Conventional Hydroelectric | WAT | HY | 8 | 1990 |  |  | (OP) Operating | Windham
49840 | Waterside Power, LLC | Waterside Power, LLC | IPP Non-CHP | CT | 23.2 | 23.3 | 23.9 | Petroleum Liquids | DFO | GT | 5 | 2004 |  |  | (OP) Operating | Fairfield
49840 | Waterside Power, LLC | Waterside Power, LLC | IPP Non-CHP | CT | 23.2 | 23.3 | 23.9 | Petroleum Liquids | DFO | GT | 5 | 2004 |  |  | (OP) Operating | Fairfield
49840 | Waterside Power, LLC | Waterside Power, LLC | IPP Non-CHP | CT | 23.2 | 23.3 | 23.9 | Petroleum Liquids | DFO | GT | 5 | 2006 |  |  | (OP) Operating | Fairfield
56201 | Engie North America | Waterbury Generation | IPP Non-CHP | CT | 96 | 95 | 100 | Natural Gas Fired Combustion Turbine | NG | GT | 6 | 2009 |  |  | (OP) Operating | New Haven
55993 | Kleen Energy Systems, LLC | Kleen Energy Systems Project | IPP Non-CHP | CT | 295 | 268 | 233 | All Other | WH | CA | 7 | 2011 |  |  | (OP) Operating | Middlesex
55993 | Kleen Energy Systems, LLC | Kleen Energy Systems Project | IPP Non-CHP | CT | 199 | 177 | 195 | Natural Gas Fired Combined Cycle | NG | CT | 7 | 2011 |  |  | (OP) Operating | Middlesex
55993 | Kleen Energy Systems, LLC | Kleen Energy Systems Project | IPP Non-CHP | CT | 199 | 177 | 195 | Natural Gas Fired Combined Cycle | NG | CT | 7 | 2011 |  |  | (OP) Operating | Middlesex
56067 | Plainfield Renewable Energy, LLC | Plainfield Renewable Energy LLC | IPP Non-CHP | CT | 43 | 37.5 | 37.5 | Wood/Wood Waste Biomass | WDS | ST | 12 | 2013 |  |  | (OP) Operating | Windham
56143 | Fairfield University | Fairfield University CHP Plant | Commercial CHP | CT | 4.5 | 4.5 | 4.5 | Natural Gas Fired Combustion Turbine | NG | GT | 10 | 2007 |  |  | (OP) Operating | Fairfield
56354 | GenConn Middletown LLC | GenConn Middletown LLC | IPP Non-CHP | CT | 60.5 | 48.5 | 49.2 | Petroleum Liquids | KER | GT | 6 | 2011 |  |  | (OP) Operating | Middlesex
56354 | GenConn Middletown LLC | GenConn Middletown LLC | IPP Non-CHP | CT | 60.5 | 48.5 | 49.2 | Petroleum Liquids | KER | GT | 6 | 2011 |  |  | (OP) Operating | Middlesex
56354 | GenConn Middletown LLC | GenConn Middletown LLC | IPP Non-CHP | CT | 60.5 | 48.5 | 49.2 | Petroleum Liquids | KER | GT | 6 | 2011 |  |  | (OP) Operating | Middlesex
56354 | GenConn Middletown LLC | GenConn Middletown LLC | IPP Non-CHP | CT | 60.5 | 48.5 | 49.2 | Petroleum Liquids | KER | GT | 6 | 2011 |  |  | (OP) Operating | Middlesex
56352 | GenConn Devon LLC | GenConn Devon LLC | IPP Non-CHP | CT | 60.5 | 46.9 | 49.2 | Petroleum Liquids | KER | GT | 7 | 2010 |  |  | (OP) Operating | New Haven
56352 | GenConn Devon LLC | GenConn Devon LLC | IPP Non-CHP | CT | 60.5 | 46.9 | 49.2 | Petroleum Liquids | KER | GT | 6 | 2010 |  |  | (OP) Operating | New Haven
56352 | GenConn Devon LLC | GenConn Devon LLC | IPP Non-CHP | CT | 60.5 | 46.9 | 49.2 | Petroleum Liquids | KER | GT | 6 | 2010 |  |  | (OP) Operating | New Haven
56352 | GenConn Devon LLC | GenConn Devon LLC | IPP Non-CHP | CT | 60.5 | 46.9 | 49.2 | Petroleum Liquids | KER | GT | 6 | 2010 |  |  | (OP) Operating | New Haven
8153 | Hartford Steam Co | HSCo CHP | Commercial CHP | CT | 4 | 3.5 | 4 | Natural Gas Fired Combustion Turbine | NG | GT | 10 | 2009 |  |  | (OP) Operating | Hartford
4180 | Connecticut Mun Elec Engy Coop | Bridge Street 1 & 2 | Electric Utility | CT | 2.6 | 2.5 | 2.5 | Petroleum Liquids | DFO | IC | 8 | 2010 |  |  | (OP) Operating | New London
4180 | Connecticut Mun Elec Engy Coop | Bridge Street 1 & 2 | Electric Utility | CT | 2.6 | 2.5 | 2.5 | Petroleum Liquids | DFO | IC | 7 | 2010 |  |  | (OP) Operating | New London
4180 | Connecticut Mun Elec Engy Coop | Fort Hill 1, 2, 3 & 4 | Electric Utility | CT | 2.6 | 2.5 | 2.5 | Petroleum Liquids | DFO | IC | 8 | 2010 |  |  | (OP) Operating | New London
4180 | Connecticut Mun Elec Engy Coop | Fort Hill 1, 2, 3 & 4 | Electric Utility | CT | 2.6 | 2.5 | 2.5 | Petroleum Liquids | DFO | IC | 8 | 2010 |  |  | (OP) Operating | New London
4180 | Connecticut Mun Elec Engy Coop | Fort Hill 1, 2, 3 & 4 | Electric Utility | CT | 2.6 | 2.5 | 2.5 | Petroleum Liquids | DFO | IC | 8 | 2010 |  |  | (OP) Operating | New London
4180 | Connecticut Mun Elec Engy Coop | Fort Hill 1, 2, 3 & 4 | Electric Utility | CT | 2.6 | 2.5 | 2.5 | Petroleum Liquids | DFO | IC | 8 | 2010 |  |  | (OP) Operating | New London
4180 | Connecticut Mun Elec Engy Coop | Gary Court 1 & 2 | Electric Utility | CT | 2.6 | 2.5 | 2.5 | Petroleum Liquids | DFO | IC | 7 | 2010 |  |  | (OP) Operating | New London
4180 | Connecticut Mun Elec Engy Coop | Gary Court 1 & 2 | Electric Utility | CT | 2.6 | 2.5 | 2.5 | Petroleum Liquids | DFO | IC | 7 | 2010 |  |  | (OP) Operating | New London
4180 | Connecticut Mun Elec Engy Coop | Jewett City 1 | Electric Utility | CT | 2.6 | 2.5 | 2.5 | Petroleum Liquids | DFO | IC | 2 | 2010 |  |  | (OP) Operating | New London
4180 | Connecticut Mun Elec Engy Coop | LNG 1 & 2 | Electric Utility | CT | 2.6 | 2.5 | 2.5 | Petroleum Liquids | DFO | IC | 4 | 2010 |  |  | (OP) Operating | New London
4180 | Connecticut Mun Elec Engy Coop | LNG 1 & 2 | Electric Utility | CT | 2.6 | 2.5 | 2.5 | Petroleum Liquids | DFO | IC | 4 | 2010 |  |  | (OP) Operating | New London
4180 | Connecticut Mun Elec Engy Coop | Lebanon Pines 1 & 2 | Electric Utility | CT | 2.6 | 2.5 | 2.5 | Petroleum Liquids | DFO | IC | 4 | 2010 |  |  | (OP) Operating | New London
4180 | Connecticut Mun Elec Engy Coop | Lebanon Pines 1 & 2 | Electric Utility | CT | 2.6 | 2.5 | 2.5 | Petroleum Liquids | DFO | IC | 4 | 2010 |  |  | (OP) Operating | New London
4180 | Connecticut Mun Elec Engy Coop | Water Treatment 1 & 2 | Electric Utility | CT | 2.6 | 2.5 | 2.5 | Petroleum Liquids | DFO | IC | 10 | 2010 |  |  | (OP) Operating | New London
4180 | Connecticut Mun Elec Engy Coop | Water Treatment 1 & 2 | Electric Utility | CT | 2.6 | 2.5 | 2.5 | Petroleum Liquids | DFO | IC | 10 | 2010 |  |  | (OP) Operating | New London
13831 | City of Norwich - (CT) | Norwich WWTP | Commercial Non-CHP | CT | 2 | 2 | 2 | Petroleum Liquids | DFO | IC | 5 | 2006 |  |  | (OP) Operating | New London
56992 | Foxwoods Resort Casino | Foxwoods CoGen | Commercial CHP | CT | 6.6 | 6 | 7.3 | Natural Gas Fired Combined Cycle | NG | CT | 6 | 2010 |  |  | (OP) Operating | New London
56992 | Foxwoods Resort Casino | Foxwoods CoGen | Commercial CHP | CT | 6.6 | 6 | 7.3 | Natural Gas Fired Combined Cycle | NG | CT | 6 | 2010 |  |  | (OP) Operating | New London
56992 | Foxwoods Resort Casino | Foxwoods CoGen | Commercial CHP | CT | 3 | 2.5 | 0.5 | Natural Gas Fired Combined Cycle | NG | CA | 7 | 2016 |  |  | (OP) Operating | New London
57015 | Third Taxing District of Norwalk | Norden 1-3 | Electric Utility | CT | 2 | 2 | 2 | Petroleum Liquids | DFO | IC | 6 | 2004 |  |  | (OP) Operating | Fairfield
57015 | Third Taxing District of Norwalk | Norden 1-3 | Electric Utility | CT | 2 | 2 | 2 | Petroleum Liquids | DFO | IC | 6 | 2004 |  |  | (OP) Operating | Fairfield
57015 | Third Taxing District of Norwalk | Norden 1-3 | Electric Utility | CT | 2 | 2 | 2 | Petroleum Liquids | DFO | IC | 6 | 2004 |  |  | (OP) Operating | Fairfield
57464 | Kimberly-Clark Corporation | Kimberly Clark-Unit 1,2,3 | Industrial CHP | CT | 16.1 | 14.5 | 16.1 | Natural Gas Fired Combined Cycle | NG | CT | 4 | 2008 |  |  | (OP) Operating | Litchfield
57464 | Kimberly-Clark Corporation | Kimberly Clark-Unit 1,2,3 | Industrial CHP | CT | 16.1 | 14.5 | 16.1 | Natural Gas Fired Combustion Turbine | NG | GT | 6 | 2008 |  |  | (OP) Operating | Litchfield
57464 | Kimberly-Clark Corporation | Kimberly Clark-Unit 1,2,3 | Industrial CHP | CT | 4.1 | 4.1 | 4.1 | Natural Gas Fired Combined Cycle | NG | CA | 12 | 2008 |  |  | (OP) Operating | Litchfield
60642 | Dunn Paper East Hartford, LLC | Cellu Tissue | Industrial Non-CHP | CT | 3 | 2.1 | 2.1 | Natural Gas Internal Combustion Engine | NG | IC | 5 | 2009 |  |  | (OP) Operating | Hartford
58120 | Danbury Hospital | Danbury Hospital Cogen Plant | Commercial CHP | CT | 4.3 | 3.9 | 5.3 | Natural Gas Fired Combustion Turbine | NG | GT | 11 | 2011 |  |  | (OP) Operating | Fairfield
58131 | Wesleyan University | Wesleyan University Cogen 1 | Commercial CHP | CT | 2.4 | 2.3 | 2.3 | Natural Gas Internal Combustion Engine | NG | IC | 2 | 2009 |  |  | (OP) Operating | Middlesex
58130 | University of Connecticut | UCONN Cogen Facility | Commercial CHP | CT | 6.9 | 6.4 | 6.4 | Natural Gas Fired Combined Cycle | NG | CT | 3 | 2006 |  |  | (OP) Operating | Tolland
58130 | University of Connecticut | UCONN Cogen Facility | Commercial CHP | CT | 6.9 | 6.4 | 6.4 | Natural Gas Fired Combined Cycle | NG | CT | 3 | 2006 |  |  | (OP) Operating | Tolland
58130 | University of Connecticut | UCONN Cogen Facility | Commercial CHP | CT | 6.9 | 6.4 | 6.4 | Natural Gas Fired Combined Cycle | NG | CT | 3 | 2006 |  |  | (OP) Operating | Tolland
58130 | University of Connecticut | UCONN Cogen Facility | Commercial CHP | CT | 5 | 4.9 | 4.9 | All Other | OTH | CA | 3 | 2006 |  |  | (OP) Operating | Tolland
58156 | Rand Whitney Containerboard L.P. | Rand Whitney CHP Plant | Industrial CHP | CT | 14.6 | 14.6 | 14.6 | Natural Gas Fired Combustion Turbine | NG | GT | 4 | 2005 |  |  | (OP) Operating | New London
58188 | Central Connecticut State University | CCSU Co-Gen-STBY Gen | Commercial CHP | CT | 1.3 | 1.3 | 1.3 | Natural Gas Internal Combustion Engine | NG | IC | 5 | 2004 |  |  | (OP) Operating | Hartford
58188 | Central Connecticut State University | CCSU Co-Gen-STBY Gen | Commercial CHP | CT | 1.3 | 1.3 | 1.3 | Natural Gas Internal Combustion Engine | NG | IC | 5 | 2004 |  |  | (OP) Operating | Hartford
58213 | New Britain Renewable Energy, LLC | CCSU Fuel Cell Project | Commercial CHP | CT | 1.4 | 1.4 | 1.4 | Other Natural Gas | NG | FC | 4 | 2012 |  |  | (OP) Operating | Hartford
58300 | Ameresco Select Inc | Bradley Energy Center | Commercial CHP | CT | 1.5 | 1.5 | 1.5 | Natural Gas Internal Combustion Engine | NG | IC | 11 | 2002 |  |  | (OP) Operating | Hartford
58300 | Ameresco Select Inc | Bradley Energy Center | Commercial CHP | CT | 1.2 | 1.2 | 1.2 | Natural Gas Internal Combustion Engine | NG | IC | 11 | 2002 |  |  | (OP) Operating | Hartford
58300 | Ameresco Select Inc | Bradley Energy Center | Commercial CHP | CT | 1.2 | 1.2 | 1.2 | Natural Gas Internal Combustion Engine | NG | IC | 11 | 2002 |  |  | (OP) Operating | Hartford
58300 | Ameresco Select Inc | Bradley Energy Center | Commercial CHP | CT | 1.9 | 1.9 | 1.9 | Natural Gas Internal Combustion Engine | NG | IC | 8 | 2010 |  |  | (OP) Operating | Hartford
58300 | Ameresco Select Inc | CJTS Energy Center | Commercial Non-CHP | CT | 0.4 | 0.4 | 0.4 | Other Natural Gas | NG | FC | 9 | 2013 |  |  | (OP) Operating | Middlesex
58468 | Dominion Renewable Energy | Bridgeport Fuel Cell Park | IPP Non-CHP | CT | 16.6 | 13.7 | 14.9 | Other Natural Gas | NG | FC | 12 | 2013 |  |  | (OP) Operating | Fairfield
58468 | Dominion Renewable Energy | Somers Solar Center, LLC | IPP Non-CHP | CT | 5 | 5 | 5 | Solar Photovoltaic | SUN | PV | 12 | 2013 |  |  | (OP) Operating | Tolland
58607 | Frito Lay Incorporated Dayville | Frito Lay Incorporated | Industrial Non-CHP | CT | 4.6 | 3.6 | 4.6 | Natural Gas Fired Combustion Turbine | NG | GT | 3 | 2009 |  |  | (OP) Operating | Windham
60556 | Fusion Solar Centre, L.L.C | Fusion Solar Center LLC | IPP Non-CHP | CT | 20 | 20 | 20 | Solar Photovoltaic | SUN | PV | 3 | 2018 |  |  | (OP) Operating | New London
2265 | Bristol-Myers Squibb Co | Bristol Myers Squibb Wallingford | IPP Non-CHP | CT | 4.8 | 4.6 | 4.6 | Natural Gas Fired Combustion Turbine | NG | GT | 12 | 1998 |  |  | (OP) Operating | New Haven
4180 | Connecticut Mun Elec Engy Coop | Backus Microgrid Project | Electric Utility | CT | 2.6 | 2.5 | 2.5 | Petroleum Liquids | DFO | IC | 8 | 2014 |  |  | (OP) Operating | New London
4180 | Connecticut Mun Elec Engy Coop | Backus Microgrid Project | Electric Utility | CT | 2.6 | 2.5 | 2.5 | Petroleum Liquids | DFO | IC | 8 | 2014 |  |  | (OP) Operating | New London
4180 | Connecticut Mun Elec Engy Coop | Backus Microgrid Project | Electric Utility | CT | 2.6 | 2.5 | 2.5 | Petroleum Liquids | DFO | IC | 8 | 2014 |  |  | (OP) Operating | New London
4180 | Connecticut Mun Elec Engy Coop | Backus Microgrid Project | Electric Utility | CT | 2.6 | 2.5 | 2.5 | Petroleum Liquids | DFO | IC | 8 | 2014 |  |  | (OP) Operating | New London
59252 | GRE 314 East Lyme LLC | Antares-GRE 314 East Lyme LLC | IPP Non-CHP | CT | 4 | 4 | 4 | Solar Photovoltaic | SUN | PV | 6 | 2014 |  |  | (OP) Operating | New London
60947 | Tesla Inc. | Advance Stores Company, Inc | IPP Non-CHP | CT | 1 | 1 | 1 | Solar Photovoltaic | SUN | PV | 11 | 2014 |  |  | (OP) Operating | Hartford
57128 | Bloom Energy | IBM Southbury | IPP Non-CHP | CT | 1.1 | 1 | 1 | Other Natural Gas | NG | FC | 11 | 2014 |  |  | (OP) Operating | New Haven
59724 | Pepperidge Farm, Inc.- Bloomfield | Pepperidge Farm Bloomfield | Industrial CHP | CT | 1.2 | 1.2 | 1.2 | Other Natural Gas | NG | FC | 8 | 2008 |  |  | (OP) Operating | Hartford
59724 | Pepperidge Farm, Inc.- Bloomfield | Pepperidge Farm Bloomfield | Industrial CHP | CT | 1.4 | 1.4 | 1.4 | Other Natural Gas | NG | FC | 7 | 2016 |  |  | (OP) Operating | Hartford
19497 | United Illuminating Co | UI RCP New Haven Fuel Cell | Electric Utility | CT | 2.8 | 2.5 | 2.5 | Other Natural Gas | NG | FC | 8 | 2015 |  |  | (OP) Operating | New Haven
19497 | United Illuminating Co | UI RCP Bridgeport Seaside | Electric Utility | CT | 2.8 | 2.8 | 2.8 | Other Natural Gas | NG | FC | 11 | 2015 |  |  | (OP) Operating | Fairfield
19497 | United Illuminating Co | UI RCP Bridgeport Seaside | Electric Utility | CT | 2.2 | 2.2 | 2.2 | Solar Photovoltaic | SUN | PV | 4 | 2016 |  |  | (OP) Operating | Fairfield
59885 | UIL Distributed Resources, LLC | UDR Glastonbury Fuel Cell | IPP Non-CHP | CT | 3.4 | 2.5 | 3.1 | Other Natural Gas | NG | FC | 2 | 2016 |  |  | (OP) Operating | Hartford
60947 | Tesla Inc. | CMEEC - Bozrah | IPP Non-CHP | CT | 2.5 | 2.5 | 2.5 | Solar Photovoltaic | SUN | PV | 12 | 2016 |  |  | (OP) Operating | New London
60947 | Tesla Inc. | Conn Mun Electric Energy Coop | IPP Non-CHP | CT | 1 | 1 | 1 | Solar Photovoltaic | SUN | PV | 12 | 2016 |  |  | (OP) Operating | New London
60195 | Groton Station Fuel Cell, LLC | Pfizer Groton Fuel Cell | IPP CHP | CT | 2.8 | 2.8 | 2.8 | Other Natural Gas | NG | FC | 10 | 2016 |  |  | (OP) Operating | New London
60195 | Groton Station Fuel Cell, LLC | Pfizer Groton Fuel Cell | IPP CHP | CT | 2.8 | 2.8 | 2.8 | Other Natural Gas | NG | FC | 10 | 2016 |  |  | (OP) Operating | New London
19497 | United Illuminating Co | UI RCP Woodbridge FC | Electric Utility | CT | 2.8 | 2.2 | 2.2 | Other Natural Gas | NG | FC | 12 | 2016 |  |  | (OP) Operating | New Haven
60947 | Tesla Inc. | CMEEC - Rogers Rd Solar | IPP Non-CHP | CT | 1.5 | 1.5 | 1.5 | Solar Photovoltaic | SUN | PV | 2 | 2017 |  |  | (OP) Operating | New London
60947 | Tesla Inc. | CMEEC - Polaris Park Solar | IPP Non-CHP | CT | 0.8 | 0.8 | 0.8 | Batteries | MWH | BA | 8 | 2017 |  |  | (OP) Operating | New London
60947 | Tesla Inc. | CMEEC - Polaris Park Solar | IPP Non-CHP | CT | 3.5 | 3.5 | 3.5 | Solar Photovoltaic | SUN | PV | 8 | 2017 |  |  | (OP) Operating | New London
60947 | Tesla Inc. | CMEEC - Navy NE Trident | IPP Non-CHP | CT | 1 | 1 | 1 | Solar Photovoltaic | SUN | PV | 6 | 2017 |  |  | (OP) Operating | New London
60947 | Tesla Inc. | CMEEC - Norwich Stott St Solar | IPP Non-CHP | CT | 0.8 | 0.8 | 0.8 | Batteries | MWH | BA | 12 | 2016 |  |  | (OP) Operating | New London
60947 | Tesla Inc. | CMEEC - Norwich Stott St Solar | IPP Non-CHP | CT | 3.5 | 3.5 | 3.5 | Solar Photovoltaic | SUN | PV | 12 | 2016 |  |  | (OP) Operating | New London
60430 | Wind Colebrook South | Wind Colebrook South | IPP Non-CHP | CT | 5 | 1 | 2.1 | Onshore Wind Turbine | WND | WT | 11 | 2015 |  |  | (OP) Operating | Litchfield
60911 | Town of Stafford, CT | Stafford MS Ground Mount | IPP Non-CHP | CT | 1 | 1 | 1 | Solar Photovoltaic | SUN | PV | 7 | 2016 |  |  | (OP) Operating | Tolland
60911 | Town of Stafford, CT | Stafford MS Ground Mount | IPP Non-CHP | CT | 1 | 1 | 1 | Solar Photovoltaic | SUN | PV | 7 | 2016 |  |  | (OP) Operating | Tolland
60166 | Materials Innovation Recycling Authority | Hartford Landfill Solar EGF | IPP Non-CHP | CT | 1 | 1 | 1 | Solar Photovoltaic | SUN | PV | 6 | 2014 |  |  | (OP) Operating | Hartford
61025 | LSE Canis Major LLC | Canis Major Solar Farm | IPP Non-CHP | CT | 2 | 2 | 2 | Solar Photovoltaic | SUN | PV | 12 | 2016 |  |  | (OP) Operating | Hartford
61043 | LSE Canis Minor LLC | Canis Minor Solar Farm | IPP Non-CHP | CT | 1 | 1 | 1 | Solar Photovoltaic | SUN | PV | 12 | 2016 |  |  | (OP) Operating | Litchfield
60947 | Tesla Inc. | Town of Rocky Hill | IPP Non-CHP | CT | 1 | 1 | 1 | Solar Photovoltaic | SUN | PV | 3 | 2018 |  |  | (OP) Operating | Hartford
60947 | Tesla Inc. | Town of Rocky Hill | IPP Non-CHP | CT | 1 | 1 | 1 | Solar Photovoltaic | SUN | PV | 3 | 2018 |  |  | (OP) Operating | Hartford
60947 | Tesla Inc. | Town of Rocky Hill | IPP Non-CHP | CT | 1 | 1 | 1 | Solar Photovoltaic | SUN | PV | 3 | 2018 |  |  | (OP) Operating | Hartford
61332 | Sikorsky Aircraft Corporation | Sikorsky Aircraft CHP | Industrial CHP | CT | 0.1 | 0.1 | 0.1 | Solar Photovoltaic | SUN | PV | 6 | 2010 |  |  | (OP) Operating | Fairfield
61332 | Sikorsky Aircraft Corporation | Sikorsky Aircraft CHP | Industrial CHP | CT | 9.2 | 10.3 | 10.3 | Natural Gas Fired Combustion Turbine | NG | GT | 5 | 2011 |  |  | (OP) Operating | Fairfield
60584 | Onyx Asset Services Group | Barrett Farm Solar - Phase I | IPP Non-CHP | CT | 1.7 | 2.4 | 2.4 | Solar Photovoltaic | SUN | PV | 10 | 2017 |  |  | (OP) Operating | Windham
57389 | IKEA Property Inc | IKEA New Haven Rooftop PV & Fuel Cell | Commercial Non-CHP | CT | 0.3 | 0.3 | 0.3 | Other Natural Gas | NG | FC | 12 | 2016 |  |  | (OP) Operating | New Haven
57389 | IKEA Property Inc | IKEA New Haven Rooftop PV & Fuel Cell | Commercial Non-CHP | CT | 0.8 | 0.8 | 0.8 | Solar Photovoltaic | SUN | PV | 7 | 2012 |  |  | (OP) Operating | New Haven
54895 | FirstLight Power Resources Services LLC | Rocky River (CT) | IPP Non-CHP | CT | 3.5 | 2 | 2 | Hydroelectric Pumped Storage | WAT | PS | 1 | 1929 |  |  | (SB) Standby/Backup: available for service but not normally used | Litchfield
22380 | NRG Montville Operations Inc | Montville Station | IPP Non-CHP | CT | 2.7 | 2.7 | 2.7 | Petroleum Liquids | DFO | IC | 1 | 1967 |  |  | (SB) Standby/Backup: available for service but not normally used | New London
22380 | NRG Montville Operations Inc | Montville Station | IPP Non-CHP | CT | 2.7 | 2.7 | 2.7 | Petroleum Liquids | DFO | IC | 1 | 1967 |  |  | (SB) Standby/Backup: available for service but not normally used | New London
54895 | FirstLight Power Resources Services LLC | Tunnel | IPP Non-CHP | CT | 18.5 | 16.5 | 21.8 | Petroleum Liquids | JF | GT | 1 | 1969 |  |  | (SB) Standby/Backup: available for service but not normally used | New London
4426 | NAES Corp | South Meadow | IPP Non-CHP | CT | 41.8 | 35.7 | 46.9 | Petroleum Liquids | KER | GT | 8 | 1970 |  |  | (SB) Standby/Backup: available for service but not normally used | Hartford
4426 | NAES Corp | South Meadow | IPP Non-CHP | CT | 41.8 | 37.7 | 47.8 | Petroleum Liquids | KER | GT | 8 | 1970 |  |  | (SB) Standby/Backup: available for service but not normally used | Hartford
4426 | NAES Corp | South Meadow | IPP Non-CHP | CT | 41.8 | 38.3 | 47.9 | Petroleum Liquids | KER | GT | 8 | 1970 |  |  | (SB) Standby/Backup: available for service but not normally used | Hartford
4426 | NAES Corp | South Meadow | IPP Non-CHP | CT | 41.8 | 36.7 | 46.3 | Petroleum Liquids | KER | GT | 8 | 1970 |  |  | (SB) Standby/Backup: available for service but not normally used | Hartford
11943 | McCallum Enterprises I LP | Derby Hydro | IPP Non-CHP | CT | 0.3 | 0.3 | 0.3 | Conventional Hydroelectric | WAT | HY | 1 | 1989 |  |  | (SB) Standby/Backup: available for service but not normally used | Fairfield
11943 | McCallum Enterprises I LP | Derby Hydro | IPP Non-CHP | CT | 0.3 | 0.3 | 0.3 | Conventional Hydroelectric | WAT | HY | 1 | 1989 |  |  | (SB) Standby/Backup: available for service but not normally used | Fairfield
58188 | Central Connecticut State University | CCSU Co-Gen-STBY Gen | Commercial CHP | CT | 0.3 | 0.3 | 0.3 | Petroleum Liquids | DFO | IC | 6 | 2012 |  |  | (SB) Standby/Backup: available for service but not normally used | Hartford
58188 | Central Connecticut State University | CCSU Co-Gen-STBY Gen | Commercial CHP | CT | 0.7 | 0.7 | 0.7 | Petroleum Liquids | DFO | IC | 10 | 1993 |  |  | (SB) Standby/Backup: available for service but not normally used | Hartford
2265 | Bristol-Myers Squibb Co | Bristol Myers Squibb Wallingford | IPP Non-CHP | CT | 0.9 | 0.8 | 0.8 | Petroleum Liquids | DFO | IC | 12 | 1987 |  |  | (SB) Standby/Backup: available for service but not normally used | New Haven
2265 | Bristol-Myers Squibb Co | Bristol Myers Squibb Wallingford | IPP Non-CHP | CT | 2 | 1.8 | 1.8 | Petroleum Liquids | DFO | IC | 12 | 2002 |  |  | (SB) Standby/Backup: available for service but not normally used | New Haven

## DConly
Entity ID | Entity Name | Plant Name | Sector | Plant State | Nameplate Capacity (MW) | Net Summer Capacity (MW) | Net Winter Capacity (MW) | Technology | Energy Source Code | Prime Mover Code | Operating Month | Operating Year | Planned Retirement Month | Planned Retirement Year | Status | County
57103 | US GSA Heating and Transmission | US GSA Heating and Transmission | Commercial CHP | DC | 5.4 | 4.5 | 5 | Natural Gas Fired Combustion Turbine | NG | GT | 7 | 2004 |  |  | (OP) Operating | District of Columbia
57103 | US GSA Heating and Transmission | US GSA Heating and Transmission | Commercial CHP | DC | 5.4 | 4.5 | 5 | Natural Gas Fired Combustion Turbine | NG | GT | 7 | 2004 |  |  | (OP) Operating | District of Columbia
[5 empty] | 10.8 | 9 | 10
58862 | DC Water | DC Water CHP | Commercial CHP | DC | 4.7 | 4 | 4 | Other Waste Biomass | OBG | GT | 6 | 2015 |  |  | (OP) Operating | District of Columbia
58862 | DC Water | DC Water CHP | Commercial CHP | DC | 4.7 | 4 | 4 | Other Waste Biomass | OBG | GT | 6 | 2015 |  |  | (OP) Operating | District of Columbia
58862 | DC Water | DC Water CHP | Commercial CHP | DC | 4.7 | 4 | 4 | Other Waste Biomass | OBG | GT | 7 | 2015 |  |  | (OP) Operating | District of Columbia
[5 empty] | 14.1 | 12 | 12

## DEonly
Entity ID | Entity Name | Plant Name | Sector | Plant State | Nameplate Capacity (MW) | Net Summer Capacity (MW) | Net Winter Capacity (MW) | Technology | Energy Source Code | Prime Mover Code | Operating Month | Operating Year | Planned Retirement Month | Planned Retirement Year | Status | County
9332 | Indian River Operations Inc | Indian River Generating Station | IPP Non-CHP | DE | 445.5 | 410 | 410 | Conventional Steam Coal | BIT | ST | 10 | 1980 |  |  | (OP) Operating | Sussex
54815 | AMERESCO Delaware South | Ameresco Delaware South | IPP Non-CHP | DE | 1 | 1 | 1 | Landfill Gas | LFG | IC | 12 | 2006 |  |  | (OP) Operating | Sussex
54815 | AMERESCO Delaware South | Ameresco Delaware South | IPP Non-CHP | DE | 1 | 1 | 1 | Landfill Gas | LFG | IC | 12 | 2006 |  |  | (OP) Operating | Sussex
54815 | AMERESCO Delaware South | Ameresco Delaware South | IPP Non-CHP | DE | 1 | 1 | 1 | Landfill Gas | LFG | IC | 12 | 2006 |  |  | (OP) Operating | Sussex
54815 | AMERESCO Delaware South | Ameresco Delaware South | IPP Non-CHP | DE | 1 | 1 | 1 | Landfill Gas | LFG | IC | 12 | 2006 |  |  | (OP) Operating | Sussex
54815 | AMERESCO Delaware South | Ameresco Delaware South | IPP Non-CHP | DE | 1 | 1 | 1 | Landfill Gas | LFG | IC | 5 | 2010 |  |  | (OP) Operating | Sussex
54816 | AMERESCO Delaware Central | Ameresco Delaware Central | IPP Non-CHP | DE | 1 | 1 | 1 | Landfill Gas | LFG | IC | 12 | 2006 |  |  | (OP) Operating | Kent
54816 | AMERESCO Delaware Central | Ameresco Delaware Central | IPP Non-CHP | DE | 1 | 1 | 1 | Landfill Gas | LFG | IC | 12 | 2006 |  |  | (OP) Operating | Kent
54816 | AMERESCO Delaware Central | Ameresco Delaware Central | IPP Non-CHP | DE | 1 | 1 | 1 | Landfill Gas | LFG | IC | 12 | 2006 |  |  | (OP) Operating | Kent
54816 | AMERESCO Delaware Central | Ameresco Delaware Central | IPP Non-CHP | DE | 1 | 1 | 1 | Landfill Gas | LFG | IC | 3 | 2014 |  |  | (OP) Operating | Kent
54816 | AMERESCO Delaware Central | Ameresco Delaware Central | IPP Non-CHP | DE | 1 | 1 | 1 | Landfill Gas | LFG | IC | 3 | 2014 |  |  | (OP) Operating | Kent
59550 | Croda Inc. | Croda Atlas Point CHP | Industrial CHP | DE | 1.1 | 1.1 | 1.1 | Landfill Gas | LFG | IC | 8 | 2013 |  |  | (OP) Operating | New Castle
59550 | Croda Inc. | Croda Atlas Point CHP | Industrial CHP | DE | 1.1 | 1.1 | 1.1 | Landfill Gas | LFG | IC | 8 | 2013 |  |  | (OP) Operating | New Castle
[5 empty] | 12.2 | 12.2 | 12.2
56609 | Calpine Mid-Atlantic Generation LLC | Hay Road | IPP Non-CHP | DE | 122 | 126 | 126 | Natural Gas Fired Combined Cycle | NG | CT | 7 | 1989 |  |  | (OP) Operating | New Castle
56609 | Calpine Mid-Atlantic Generation LLC | Hay Road | IPP Non-CHP | DE | 122 | 126 | 126 | Natural Gas Fired Combined Cycle | NG | CT | 5 | 1989 |  |  | (OP) Operating | New Castle
56609 | Calpine Mid-Atlantic Generation LLC | Hay Road | IPP Non-CHP | DE | 122 | 126 | 126 | Natural Gas Fired Combined Cycle | NG | CT | 5 | 1991 |  |  | (OP) Operating | New Castle
56609 | Calpine Mid-Atlantic Generation LLC | Hay Road | IPP Non-CHP | DE | 200 | 187 | 187 | Natural Gas Fired Combined Cycle | NG | CA | 5 | 1993 |  |  | (OP) Operating | New Castle
56609 | Calpine Mid-Atlantic Generation LLC | Hay Road | IPP Non-CHP | DE | 144 | 128 | 128 | Natural Gas Fired Combined Cycle | NG | CT | 6 | 2001 |  |  | (OP) Operating | New Castle
56609 | Calpine Mid-Atlantic Generation LLC | Hay Road | IPP Non-CHP | DE | 144 | 128 | 128 | Natural Gas Fired Combined Cycle | NG | CT | 7 | 2001 |  |  | (OP) Operating | New Castle
56609 | Calpine Mid-Atlantic Generation LLC | Hay Road | IPP Non-CHP | DE | 144 | 128 | 128 | Natural Gas Fired Combined Cycle | NG | CT | 7 | 2001 |  |  | (OP) Operating | New Castle
56609 | Calpine Mid-Atlantic Generation LLC | Hay Road | IPP Non-CHP | DE | 195 | 187 | 187 | Natural Gas Fired Combined Cycle | NG | CA | 7 | 2002 |  |  | (OP) Operating | New Castle
7860 | NRG Energy Center Dover LLC | NRG Energy Center Dover | IPP CHP | DE | 18 | 16 | 16 | Natural Gas Fired Combined Cycle | NG | CA | 5 | 1985 |  |  | (OP) Operating | Kent
7860 | NRG Energy Center Dover LLC | NRG Energy Center Dover | IPP CHP | DE | 50 | 44 | 50 | Natural Gas Fired Combined Cycle | NG | CT | 6 | 2001 |  |  | (OP) Operating | Kent
56691 | Garrison Energy Center LLC | Garrison Energy Center LLC | IPP Non-CHP | DE | 235 | 193 | 200 | Natural Gas Fired Combined Cycle | NG | CT | 6 | 2015 |  |  | (OP) Operating | Kent
56691 | Garrison Energy Center LLC | Garrison Energy Center LLC | IPP Non-CHP | DE | 126 | 123 | 124 | Natural Gas Fired Combined Cycle | NG | CA | 6 | 2015 |  |  | (OP) Operating | Kent
[5 empty] | 1622 | 1512 | 1526
54899 | NAES Corporation - (DE) | Van Sant Station | IPP Non-CHP | DE | 45.1 | 45.2 | 48.7 | Natural Gas Fired Combustion Turbine | NG | GT | 5 | 1991 |  |  | (OP) Operating | Kent
5084 | Delaware Municipal Electric Corp | Warren F Sam Beasley Generation Station | Electric Utility | DE | 45 | 48 | 48 | Natural Gas Fired Combustion Turbine | NG | GT | 4 | 2002 |  |  | (OP) Operating | Kent
5084 | Delaware Municipal Electric Corp | Warren F Sam Beasley Generation Station | Electric Utility | DE | 51 | 50 | 50 | Natural Gas Fired Combustion Turbine | NG | GT | 11 | 2012 |  |  | (OP) Operating | Kent
7860 | NRG Energy Center Dover LLC | NRG Energy Center Dover | IPP CHP | DE | 50 | 44 | 50 | Natural Gas Fired Combustion Turbine | NG | GT | 6 | 2001 |  |  | (OP) Operating | Kent
56605 | Delaware City Refining Company LLC | Delaware City Plant | Industrial CHP | DE | 92 | 65 | 72 | Natural Gas Fired Combustion Turbine | NG | GT | 5 | 2000 |  |  | (OP) Operating | New Castle
56605 | Delaware City Refining Company LLC | Delaware City Plant | Industrial CHP | DE | 92 | 65 | 72 | Natural Gas Fired Combustion Turbine | NG | GT | 5 | 2000 |  |  | (OP) Operating | New Castle
[5 empty] | 375.1 | 317.2 | 340.7
56609 | Calpine Mid-Atlantic Generation LLC | Edge Moor | IPP Non-CHP | DE | 75 | 86 | 86 | Natural Gas Steam Turbine | NG | ST | 12 | 1954 |  |  | (OP) Operating | New Castle
56609 | Calpine Mid-Atlantic Generation LLC | Edge Moor | IPP Non-CHP | DE | 176.8 | 174 | 174 | Natural Gas Steam Turbine | NG | ST | 4 | 1966 |  |  | (OP) Operating | New Castle
56609 | Calpine Mid-Atlantic Generation LLC | Edge Moor | IPP Non-CHP | DE | 446 | 450 | 450 | Natural Gas Steam Turbine | NG | ST | 8 | 1973 |  |  | (OP) Operating | New Castle
54899 | NAES Corporation - (DE) | McKee Run | IPP Non-CHP | DE | 113.6 | 103.1 | 104.1 | Natural Gas Steam Turbine | NG | ST | 5 | 1975 |  |  | (OP) Operating | Kent
[5 empty] | 811.4 | 813.1 | 814.1
56518 | First State Marine Wind | University of Delaware Wind Turbine | Commercial Non-CHP | DE | 2 | 2 | 2 | Onshore Wind Turbine | WND | WT | 7 | 2010 |  |  | (OP) Operating | Sussex
56605 | Delaware City Refining Company LLC | Delaware City Plant | Industrial CHP | DE | 27.5 | 29.5 | 29.5 | Other Gases | OG | ST | 10 | 1956 |  |  | (OP) Operating | New Castle
56605 | Delaware City Refining Company LLC | Delaware City Plant | Industrial CHP | DE | 27.5 | 29.5 | 29.5 | Other Gases | OG | ST | 10 | 1956 |  |  | (OP) Operating | New Castle
56605 | Delaware City Refining Company LLC | Delaware City Plant | Industrial CHP | DE | 10 | 10 | 10 | Other Gases | OG | ST | 6 | 1982 |  |  | (OP) Operating | New Castle
56605 | Delaware City Refining Company LLC | Delaware City Plant | Industrial CHP | DE | 75 | 66 | 66 | Other Gases | OG | ST | 11 | 1961 |  |  | (SB) Standby/Backup: available for service but not normally used | New Castle
[5 empty] | 140 | 135 | 135
57485 | Diamond State Generation Partners, LLC | Brookside Newark | IPP Non-CHP | DE | 3.1 | 3 | 3 | Other Natural Gas | NG | FC | 6 | 2012 |  |  | (OP) Operating | New Castle
57485 | Diamond State Generation Partners, LLC | Red Lion Energy Center | IPP Non-CHP | DE | 5.8 | 5.8 | 5.8 | Other Natural Gas | NG | FC | 12 | 2012 |  |  | (OP) Operating | New Castle
57485 | Diamond State Generation Partners, LLC | Red Lion Energy Center | IPP Non-CHP | DE | 6.4 | 6.4 | 6.4 | Other Natural Gas | NG | FC | 6 | 2013 |  |  | (OP) Operating | New Castle
57485 | Diamond State Generation Partners, LLC | Red Lion Energy Center | IPP Non-CHP | DE | 3.7 | 3.7 | 3.7 | Other Natural Gas | NG | FC | 8 | 2013 |  |  | (OP) Operating | New Castle
57485 | Diamond State Generation Partners, LLC | Red Lion Energy Center | IPP Non-CHP | DE | 3.7 | 3.7 | 3.7 | Other Natural Gas | NG | FC | 9 | 2013 |  |  | (OP) Operating | New Castle
57485 | Diamond State Generation Partners, LLC | Red Lion Energy Center | IPP Non-CHP | DE | 3.7 | 3.7 | 3.7 | Other Natural Gas | NG | FC | 10 | 2013 |  |  | (OP) Operating | New Castle
57485 | Diamond State Generation Partners, LLC | Red Lion Energy Center | IPP Non-CHP | DE | 3.7 | 3.7 | 3.7 | Other Natural Gas | NG | FC | 11 | 2013 |  |  | (OP) Operating | New Castle
[5 empty] | 30.1 | 30 | 30
9332 | Indian River Operations Inc | Indian River Generating Station | IPP Non-CHP | DE | 18.6 | 16.1 | 16.1 | Petroleum Liquids | DFO | GT | 6 | 1967 |  |  | (OP) Operating | Sussex
56609 | Calpine Mid-Atlantic Generation LLC | Christiana | IPP Non-CHP | DE | 26 | 25 | 25 | Petroleum Liquids | DFO | GT | 6 | 1973 |  |  | (SB) Standby/Backup: available for service but not normally used | New Castle
56609 | Calpine Mid-Atlantic Generation LLC | Christiana | IPP Non-CHP | DE | 26 | 25 | 25 | Petroleum Liquids | DFO | GT | 6 | 1973 |  |  | (SB) Standby/Backup: available for service but not normally used | New Castle
56609 | Calpine Mid-Atlantic Generation LLC | Delaware City 10 | IPP Non-CHP | DE | 18.5 | 18 | 18 | Petroleum Liquids | DFO | GT | 4 | 1968 |  |  | (SB) Standby/Backup: available for service but not normally used | New Castle
56609 | Calpine Mid-Atlantic Generation LLC | Edge Moor | IPP Non-CHP | DE | 12.5 | 15 | 15 | Petroleum Liquids | DFO | GT | 6 | 1963 |  |  | (SB) Standby/Backup: available for service but not normally used | New Castle
56609 | Calpine Mid-Atlantic Generation LLC | West Station (DE) | IPP Non-CHP | DE | 20 | 15 | 19 | Petroleum Liquids | DFO | GT | 6 | 1964 |  |  | (SB) Standby/Backup: available for service but not normally used | New Castle
[5 empty] | 121.6 | 114.1 | 118.1
56681 | Kent County Levy Court Dept of Pub Work | Kent County Wastewater Treatment Solar | IPP Non-CHP | DE | 1.2 | 1.2 | 1.2 | Solar Photovoltaic | SUN | PV | 3 | 2011 |  |  | (OP) Operating | Kent
56673 | White Oak Solar Energy LLC | Dover Sun Park | IPP Non-CHP | DE | 10 | 10 | 10 | Solar Photovoltaic | SUN | PV | 7 | 2011 |  |  | (OP) Operating | Kent
57081 | WGL Energy Systems, Inc | Perdue Bridgeville Photovoltaic | IPP Non-CHP | DE | 1.3 | 1.3 | 1.3 | Solar Photovoltaic | SUN | PV | 7 | 2011 |  |  | (OP) Operating | Sussex
58201 | Milford Solar LLC | Milford Solar Farm | IPP Non-CHP | DE | 11.8 | 11.8 | 11.8 | Solar Photovoltaic | SUN | PV | 12 | 2012 |  |  | (OP) Operating | Kent
5070 | Delaware Electric Cooperative | Bruce A Henry Solar Farm | Electric Utility | DE | 4 | 3.9 | 3 | Solar Photovoltaic | SUN | PV | 8 | 2013 |  |  | (OP) Operating | Sussex
59287 | Laurel Capital Partners | DD Hay Road Solar 23 LLC | IPP Non-CHP | DE | 1.2 | 1.2 | 1.2 | Solar Photovoltaic | SUN | PV | 5 | 2015 |  |  | (OP) Operating | New Castle
59685 | JPMorgan Chase Bank | South Campus Solar | Commercial Non-CHP | DE | 0.5 | 0.5 | 0.5 | Solar Photovoltaic | SUN | PV | 8 | 2011 |  |  | (OP) Operating | New Castle
59685 | JPMorgan Chase Bank | South Campus Solar | Commercial Non-CHP | DE | 0.3 | 0.3 | 0.3 | Solar Photovoltaic | SUN | PV | 8 | 2011 |  |  | (OP) Operating | New Castle
59685 | JPMorgan Chase Bank | South Campus Solar | Commercial Non-CHP | DE | 0.5 | 0.5 | 0.5 | Solar Photovoltaic | SUN | PV | 8 | 2011 |  |  | (OP) Operating | New Castle
60584 | Onyx Asset Services Group | Onyx - Allen Harim | IPP Non-CHP | DE | 1.2 | 1.2 | 1.2 | Solar Photovoltaic | SUN | PV | 4 | 2017 |  |  | (OP) Operating | Sussex
[5 empty] | 32 | 31.9 | 31

## MAonly
Entity ID | Entity Name | Plant Name | Sector | Plant State | Nameplate Capacity (MW) | Net Summer Capacity (MW) | Net Winter Capacity (MW) | Technology | Energy Source Code | Prime Mover Code | Operating Month | Operating Year | Planned Retirement Month | Planned Retirement Year | Status | County
60947 | Tesla Inc. | Hampshire College | IPP Non-CHP | MA | 0.5 | 0.5 | 0.5 | Batteries | MWH | BA | 5 | 2017 |  |  | (OP) Operating | Hampshire
60947 | Tesla Inc. | Hampshire College | IPP Non-CHP | MA | 0.5 | 0.5 | 0.5 | Batteries | MWH | BA | 12 | 2017 |  |  | (OP) Operating | Hampshire
58375 | Sterling Municipal Light Department | Chocksett Rd Energy Storage Project | Electric Utility | MA | 2 | 3.9 | 3.9 | Batteries | MWH | BA | 4 | 2017 |  |  | (OP) Operating | Worcester
56401 | NAEA Energy Massachusetts LLC | Gardners Falls | IPP Non-CHP | MA | 0.4 | 0.4 | 0.4 | Conventional Hydroelectric | WAT | HY | 1 | 1964 |  |  | (OA) Out of service but expected to return to service in next calendar year | Franklin
56401 | NAEA Energy Massachusetts LLC | Gardners Falls | IPP Non-CHP | MA | 0.9 | 0.9 | 0.8 | Conventional Hydroelectric | WAT | HY | 1 | 1914 |  |  | (OA) Out of service but expected to return to service in next calendar year | Franklin
56401 | NAEA Energy Massachusetts LLC | Gardners Falls | IPP Non-CHP | MA | 0.9 | 0.9 | 0.8 | Conventional Hydroelectric | WAT | HY | 1 | 1914 |  |  | (OA) Out of service but expected to return to service in next calendar year | Franklin
56401 | NAEA Energy Massachusetts LLC | Gardners Falls | IPP Non-CHP | MA | 1.3 | 1.6 | 1.6 | Conventional Hydroelectric | WAT | HY | 1 | 1925 |  |  | (OA) Out of service but expected to return to service in next calendar year | Franklin
8776 | City of Holyoke Gas and Electric Dept. | Boatlock | Electric Utility | MA | 0.7 | 0.7 | 0.7 | Conventional Hydroelectric | WAT | HY | 1 | 1921 |  |  | (OP) Operating | Hampden
8776 | City of Holyoke Gas and Electric Dept. | Boatlock | Electric Utility | MA | 1.2 | 1.5 | 1.5 | Conventional Hydroelectric | WAT | HY | 1 | 1924 |  |  | (OP) Operating | Hampden
8776 | City of Holyoke Gas and Electric Dept. | Boatlock | Electric Utility | MA | 1.2 | 1.2 | 1.2 | Conventional Hydroelectric | WAT | HY | 1 | 1924 |  |  | (OP) Operating | Hampden
8776 | City of Holyoke Gas and Electric Dept. | Chemical | Electric Utility | MA | 0.8 | 0.8 | 0.8 | Conventional Hydroelectric | WAT | HY | 1 | 1935 |  |  | (OP) Operating | Hampden
8776 | City of Holyoke Gas and Electric Dept. | Chemical | Electric Utility | MA | 0.8 | 0.8 | 0.8 | Conventional Hydroelectric | WAT | HY | 1 | 1935 |  |  | (OP) Operating | Hampden
8776 | City of Holyoke Gas and Electric Dept. | Hadley Falls | Electric Utility | MA | 17.6 | 18.1 | 18.1 | Conventional Hydroelectric | WAT | HY | 1 | 1952 |  |  | (OP) Operating | Hampden
8776 | City of Holyoke Gas and Electric Dept. | Hadley Falls | Electric Utility | MA | 15.8 | 15 | 15 | Conventional Hydroelectric | WAT | HY | 11 | 1983 |  |  | (OP) Operating | Hampden
8776 | City of Holyoke Gas and Electric Dept. | Riverside Holyoke | Electric Utility | MA | 0.8 | 0.8 | 0.8 | Conventional Hydroelectric | WAT | HY | 1 | 1906 |  |  | (OP) Operating | Hampden
8776 | City of Holyoke Gas and Electric Dept. | Riverside Holyoke | Electric Utility | MA | 0.6 | 0.6 | 0.6 | Conventional Hydroelectric | WAT | HY | 1 | 1906 |  |  | (OP) Operating | Hampden
8776 | City of Holyoke Gas and Electric Dept. | Riverside Holyoke | Electric Utility | MA | 1.5 | 1.5 | 1.5 | Conventional Hydroelectric | WAT | HY | 1 | 1922 |  |  | (OP) Operating | Hampden
8776 | City of Holyoke Gas and Electric Dept. | Riverside Holyoke | Electric Utility | MA | 4 | 4 | 4 | Conventional Hydroelectric | WAT | HY | 1 | 1931 |  |  | (OP) Operating | Hampden
61122 | Great River Hydro, LLC | Deerfield 5 | IPP Non-CHP | MA | 17.5 | 13.9 | 13.9 | Conventional Hydroelectric | WAT | HY | 10 | 1974 |  |  | (OP) Operating | Berkshire
58185 | FirstLight Power Resources, Inc. - MA | Cabot | IPP Non-CHP | MA | 10.3 | 10.3 | 10.3 | Conventional Hydroelectric | WAT | HY | 1 | 1915 |  |  | (OP) Operating | Franklin
58185 | FirstLight Power Resources, Inc. - MA | Cabot | IPP Non-CHP | MA | 10.3 | 10.3 | 10.3 | Conventional Hydroelectric | WAT | HY | 1 | 1915 |  |  | (OP) Operating | Franklin
58185 | FirstLight Power Resources, Inc. - MA | Cabot | IPP Non-CHP | MA | 10.3 | 10.3 | 10.3 | Conventional Hydroelectric | WAT | HY | 1 | 1916 |  |  | (OP) Operating | Franklin
58185 | FirstLight Power Resources, Inc. - MA | Cabot | IPP Non-CHP | MA | 10.3 | 10.3 | 10.3 | Conventional Hydroelectric | WAT | HY | 1 | 1916 |  |  | (OP) Operating | Franklin
58185 | FirstLight Power Resources, Inc. - MA | Cabot | IPP Non-CHP | MA | 10.3 | 10.3 | 10.3 | Conventional Hydroelectric | WAT | HY | 1 | 1917 |  |  | (OP) Operating | Franklin
58185 | FirstLight Power Resources, Inc. - MA | Cabot | IPP Non-CHP | MA | 10.3 | 10.3 | 10.3 | Conventional Hydroelectric | WAT | HY | 1 | 1917 |  |  | (OP) Operating | Franklin
8776 | City of Holyoke Gas and Electric Dept. | Cobble Mountain | Electric Utility | MA | 13 | 12.9 | 13 | Conventional Hydroelectric | WAT | HY | 1 | 1930 |  |  | (OP) Operating | Hampden
8776 | City of Holyoke Gas and Electric Dept. | Cobble Mountain | Electric Utility | MA | 7 | 6.8 | 6.9 | Conventional Hydroelectric | WAT | HY | 1 | 1930 |  |  | (OP) Operating | Hampden
8776 | City of Holyoke Gas and Electric Dept. | Cobble Mountain | Electric Utility | MA | 13 | 12.9 | 13 | Conventional Hydroelectric | WAT | HY | 1 | 1930 |  |  | (OP) Operating | Hampden
56401 | NAEA Energy Massachusetts LLC | Putts Bridge | IPP Non-CHP | MA | 1.6 | 1.8 | 2.1 | Conventional Hydroelectric | WAT | HY | 1 | 1918 |  |  | (OP) Operating | Hampden
56401 | NAEA Energy Massachusetts LLC | Putts Bridge | IPP Non-CHP | MA | 1.6 | 1.8 | 2.1 | Conventional Hydroelectric | WAT | HY | 1 | 1918 |  |  | (OP) Operating | Hampden
56401 | NAEA Energy Massachusetts LLC | Redbridge | IPP Non-CHP | MA | 1.8 | 1.7 | 1.7 | Conventional Hydroelectric | WAT | HY | 1 | 1934 |  |  | (OP) Operating | Hampden
56401 | NAEA Energy Massachusetts LLC | Redbridge | IPP Non-CHP | MA | 1.8 | 2.3 | 2.3 | Conventional Hydroelectric | WAT | HY | 1 | 1926 |  |  | (OP) Operating | Hampden
61122 | Great River Hydro, LLC | Sherman | IPP Non-CHP | MA | 7.2 | 6.1 | 6.2 | Conventional Hydroelectric | WAT | HY | 12 | 1926 |  |  | (OP) Operating | Franklin
61122 | Great River Hydro, LLC | Deerfield 2 | IPP Non-CHP | MA | 1.6 | 2.2 | 2.2 | Conventional Hydroelectric | WAT | HY | 8 | 1913 |  |  | (OP) Operating | Franklin
61122 | Great River Hydro, LLC | Deerfield 2 | IPP Non-CHP | MA | 1.6 | 2.2 | 2.2 | Conventional Hydroelectric | WAT | HY | 8 | 1913 |  |  | (OP) Operating | Franklin
61122 | Great River Hydro, LLC | Deerfield 2 | IPP Non-CHP | MA | 1.6 | 2.2 | 2.2 | Conventional Hydroelectric | WAT | HY | 8 | 1913 |  |  | (OP) Operating | Franklin
61122 | Great River Hydro, LLC | Deerfield 3 | IPP Non-CHP | MA | 1.6 | 2 | 2 | Conventional Hydroelectric | WAT | HY | 8 | 1912 |  |  | (OP) Operating | Franklin
61122 | Great River Hydro, LLC | Deerfield 3 | IPP Non-CHP | MA | 1.6 | 2 | 2 | Conventional Hydroelectric | WAT | HY | 8 | 1912 |  |  | (OP) Operating | Franklin
61122 | Great River Hydro, LLC | Deerfield 3 | IPP Non-CHP | MA | 1.6 | 2 | 2 | Conventional Hydroelectric | WAT | HY | 8 | 1912 |  |  | (OP) Operating | Franklin
61122 | Great River Hydro, LLC | Deerfield 4 | IPP Non-CHP | MA | 1.6 | 2 | 2 | Conventional Hydroelectric | WAT | HY | 8 | 1912 |  |  | (OP) Operating | Franklin
61122 | Great River Hydro, LLC | Deerfield 4 | IPP Non-CHP | MA | 1.6 | 2 | 2 | Conventional Hydroelectric | WAT | HY | 8 | 1912 |  |  | (OP) Operating | Franklin
61122 | Great River Hydro, LLC | Deerfield 4 | IPP Non-CHP | MA | 1.6 | 2 | 2 | Conventional Hydroelectric | WAT | HY | 8 | 1912 |  |  | (OP) Operating | Franklin
56401 | NAEA Energy Massachusetts LLC | Dwight | IPP Non-CHP | MA | 0.4 | 0.4 | 0.4 | Conventional Hydroelectric | WAT | HY | 1 | 1920 |  |  | (OP) Operating | Hampden
56401 | NAEA Energy Massachusetts LLC | Dwight | IPP Non-CHP | MA | 0.4 | 0.4 | 0.4 | Conventional Hydroelectric | WAT | HY | 1 | 1920 |  |  | (OP) Operating | Hampden
56401 | NAEA Energy Massachusetts LLC | Dwight | IPP Non-CHP | MA | 0.4 | 0.5 | 0.5 | Conventional Hydroelectric | WAT | HY | 1 | 1920 |  |  | (OP) Operating | Hampden
56401 | NAEA Energy Massachusetts LLC | Indian Orchard | IPP Non-CHP | MA | 1.5 | 1.5 | 1.5 | Conventional Hydroelectric | WAT | HY | 1 | 1928 |  |  | (OP) Operating | Hampden
56401 | NAEA Energy Massachusetts LLC | Indian Orchard | IPP Non-CHP | MA | 2.2 | 2.2 | 2.2 | Conventional Hydroelectric | WAT | HY | 1 | 1928 |  |  | (OP) Operating | Hampden
58185 | FirstLight Power Resources, Inc. - MA | Turners Falls | IPP Non-CHP | MA | 1.4 | 1.9 | 1.9 | Conventional Hydroelectric | WAT | HY | 1 | 1913 |  |  | (OP) Operating | Franklin
58185 | FirstLight Power Resources, Inc. - MA | Turners Falls | IPP Non-CHP | MA | 0.4 | 0.4 | 0.4 | Conventional Hydroelectric | WAT | HY | 1 | 1913 |  |  | (OP) Operating | Franklin
58185 | FirstLight Power Resources, Inc. - MA | Turners Falls | IPP Non-CHP | MA | 1.3 | 1.3 | 1.3 | Conventional Hydroelectric | WAT | HY | 1 | 1910 |  |  | (OP) Operating | Franklin
58185 | FirstLight Power Resources, Inc. - MA | Turners Falls | IPP Non-CHP | MA | 1.3 | 1.4 | 1.4 | Conventional Hydroelectric | WAT | HY | 1 | 1905 |  |  | (OP) Operating | Franklin
58185 | FirstLight Power Resources, Inc. - MA | Turners Falls | IPP Non-CHP | MA | 1.3 | 1.4 | 1.4 | Conventional Hydroelectric | WAT | HY | 1 | 1910 |  |  | (OP) Operating | Franklin
54765 | Bear Swamp Power Company LLC | Fife Brook | IPP Non-CHP | MA | 11.2 | 11.2 | 11.2 | Conventional Hydroelectric | WAT | HY | 10 | 1974 |  |  | (OP) Operating | Berkshire
8776 | City of Holyoke Gas and Electric Dept. | Cabot Holyoke | Electric Utility | MA | 0.8 | 0.6 | 0.6 | Conventional Hydroelectric | WAT | HY | 1 | 1893 |  |  | (OP) Operating | Hampden
8776 | City of Holyoke Gas and Electric Dept. | Cabot Holyoke | Electric Utility | MA | 0.8 | 0.6 | 0.6 | Conventional Hydroelectric | WAT | HY | 1 | 1938 |  |  | (OP) Operating | Hampden
8776 | City of Holyoke Gas and Electric Dept. | Cabot Holyoke | Electric Utility | MA | 0.4 | 0.4 | 0.4 | Conventional Hydroelectric | WAT | HY | 1 | 1939 |  |  | (OP) Operating | Hampden
8776 | City of Holyoke Gas and Electric Dept. | Cabot Holyoke | Electric Utility | MA | 0.6 | 0.5 | 0.5 | Conventional Hydroelectric | WAT | HY | 1 | 1907 |  |  | (OP) Operating | Hampden
2016 | Boott Hydropower Inc | Boott Hydropower | IPP Non-CHP | MA | 7.5 | 7.1 | 6.9 | Conventional Hydroelectric | WAT | HY | 10 | 1985 |  |  | (OP) Operating | Middlesex
2016 | Boott Hydropower Inc | Boott Hydropower | IPP Non-CHP | MA | 7.5 | 7.1 | 6.9 | Conventional Hydroelectric | WAT | HY | 10 | 1985 |  |  | (OP) Operating | Middlesex
2016 | Boott Hydropower Inc | Boott Hydropower | IPP Non-CHP | MA | 7.9 | 7.5 | 7.3 | Conventional Hydroelectric | WAT | HY | 10 | 1985 |  |  | (OP) Operating | Middlesex
49911 | Swift River Hydro Operations Co., Inc | Pepperell Hydro Power Plant | Industrial Non-CHP | MA | 0.8 | 0.8 | 0.7 | Conventional Hydroelectric | WAT | HY | 1 | 1920 |  |  | (OP) Operating | Middlesex
49911 | Swift River Hydro Operations Co., Inc | Pepperell Hydro Power Plant | Industrial Non-CHP | MA | 0.8 | 0.8 | 0.7 | Conventional Hydroelectric | WAT | HY | 1 | 1920 |  |  | (OP) Operating | Middlesex
49911 | Swift River Hydro Operations Co., Inc | Pepperell Hydro Power Plant | Industrial Non-CHP | MA | 0.6 | 0.6 | 0.5 | Conventional Hydroelectric | WAT | HY | 12 | 2006 |  |  | (OP) Operating | Middlesex
11427 | Massachusetts Wtr Rauth-Deer I | Deer Island Treatment Plant | Commercial CHP | MA | 1 | 1 | 1 | Conventional Hydroelectric | WAT | HY | 7 | 2001 |  |  | (OP) Operating | Suffolk
11427 | Massachusetts Wtr Rauth-Deer I | Deer Island Treatment Plant | Commercial CHP | MA | 1 | 1 | 1 | Conventional Hydroelectric | WAT | HY | 7 | 2001 |  |  | (OP) Operating | Suffolk
11426 | Massachusetts Water Res Auth | Oakdale Power Station | IPP Non-CHP | MA | 3.5 | 3 | 3 | Conventional Hydroelectric | WAT | HY | 5 | 1951 |  |  | (OP) Operating | Worcester
11426 | Massachusetts Water Res Auth | Cosgrove Intake and Power Station | IPP Non-CHP | MA | 1.6 | 1 | 1 | Conventional Hydroelectric | WAT | HY | 1 | 1969 |  |  | (OP) Operating | Worcester
11426 | Massachusetts Water Res Auth | Cosgrove Intake and Power Station | IPP Non-CHP | MA | 1.6 | 1 | 1 | Conventional Hydroelectric | WAT | HY | 1 | 1969 |  |  | (OP) Operating | Worcester
23576 | Lawrence Hydroelectric Assoc | Lawrence Hydroelectric Associates | IPP Non-CHP | MA | 7.4 | 7 | 6.8 | Conventional Hydroelectric | WAT | HY | 7 | 1981 |  |  | (OP) Operating | Essex
23576 | Lawrence Hydroelectric Assoc | Lawrence Hydroelectric Associates | IPP Non-CHP | MA | 7.4 | 7 | 6.8 | Conventional Hydroelectric | WAT | HY | 7 | 1981 |  |  | (OP) Operating | Essex
3477 | City of Chicopee - (MA) | Chicopee Hydroelectric Station | Electric Utility | MA | 1.2 | 1.2 | 1.2 | Conventional Hydroelectric | WAT | HY | 5 | 1985 |  |  | (OP) Operating | Hampden
3477 | City of Chicopee - (MA) | Chicopee Hydroelectric Station | Electric Utility | MA | 1.2 | 1.2 | 1.2 | Conventional Hydroelectric | WAT | HY | 5 | 1985 |  |  | (OP) Operating | Hampden
59386 | Ampersand Collins Hydro LLC | Collins Facility | IPP Non-CHP | MA | 0.6 | 0.8 | 0.8 | Conventional Hydroelectric | WAT | HY | 3 | 1985 |  |  | (OP) Operating | Hampden
59386 | Ampersand Collins Hydro LLC | Collins Facility | IPP Non-CHP | MA | 0.6 | 0.8 | 0.8 | Conventional Hydroelectric | WAT | HY | 3 | 1985 |  |  | (OP) Operating | Hampden
8776 | City of Holyoke Gas and Electric Dept. | Harris Energy Realty | Electric Utility | MA | 0.3 | 0.3 | 0.3 | Conventional Hydroelectric | WAT | HY | 1 | 1999 | 12 | 2018 | (OP) Operating | Hampden
8776 | City of Holyoke Gas and Electric Dept. | Harris Energy Realty | Electric Utility | MA | 0.5 | 0.4 | 0.4 | Conventional Hydroelectric | WAT | HY | 1 | 1982 | 12 | 2018 | (OP) Operating | Hampden
8776 | City of Holyoke Gas and Electric Dept. | Harris Energy Realty | Electric Utility | MA | 0.5 | 0.5 | 0.5 | Conventional Hydroelectric | WAT | HY | 1 | 1982 |  |  | (OP) Operating | Hampden
61253 | Hitchcock Hydro, LLC | Texon Hydroelectric Project | IPP Non-CHP | MA | 1.5 | 1.5 | 1.5 | Conventional Hydroelectric | WAT | HY | 1 | 1982 |  |  | (OP) Operating | Hampden
58185 | FirstLight Power Resources, Inc. - MA | Northfield Mountain | IPP Non-CHP | MA | 235 | 292 | 292 | Hydroelectric Pumped Storage | WAT | PS | 2 | 1973 |  |  | (OP) Operating | Franklin
58185 | FirstLight Power Resources, Inc. - MA | Northfield Mountain | IPP Non-CHP | MA | 235 | 292 | 292 | Hydroelectric Pumped Storage | WAT | PS | 10 | 1973 |  |  | (OP) Operating | Franklin
58185 | FirstLight Power Resources, Inc. - MA | Northfield Mountain | IPP Non-CHP | MA | 235 | 292 | 292 | Hydroelectric Pumped Storage | WAT | PS | 7 | 1973 |  |  | (OP) Operating | Franklin
58185 | FirstLight Power Resources, Inc. - MA | Northfield Mountain | IPP Non-CHP | MA | 235 | 292 | 292 | Hydroelectric Pumped Storage | WAT | PS | 11 | 1972 |  |  | (OP) Operating | Franklin
54765 | Bear Swamp Power Company LLC | Bear Swamp | IPP Non-CHP | MA | 300 | 300 | 300 | Hydroelectric Pumped Storage | WAT | PS | 9 | 1974 |  |  | (OP) Operating | Berkshire
54765 | Bear Swamp Power Company LLC | Bear Swamp | IPP Non-CHP | MA | 300 | 300 | 300 | Hydroelectric Pumped Storage | WAT | PS | 10 | 1974 |  |  | (OP) Operating | Berkshire
57226 | MM Taunton Energy LLC | MM Taunton Energy | IPP Non-CHP | MA | 0.9 | 0.9 | 0.9 | Landfill Gas | LFG | IC | 9 | 1997 |  |  | (OP) Operating | Bristol
57226 | MM Taunton Energy LLC | MM Taunton Energy | IPP Non-CHP | MA | 0.9 | 0.9 | 0.9 | Landfill Gas | LFG | IC | 9 | 1997 |  |  | (OP) Operating | Bristol
57226 | MM Taunton Energy LLC | MM Taunton Energy | IPP Non-CHP | MA | 0.9 | 0.9 | 0.9 | Landfill Gas | LFG | IC | 5 | 2011 |  |  | (OP) Operating | Bristol
57226 | MM Taunton Energy LLC | MM Taunton Energy | IPP Non-CHP | MA | 0.9 | 0.9 | 0.9 | Landfill Gas | LFG | IC | 5 | 2011 |  |  | (OP) Operating | Bristol
25049 | Gas Recovery Systems Inc | GRS Fall River | IPP Non-CHP | MA | 5.3 | 4.4 | 4.8 | Landfill Gas | LFG | GT | 7 | 2000 |  |  | (OP) Operating | Bristol
54812 | AMERESCO Chicopee Energy LLC | Ameresco Chicopee Energy | IPP Non-CHP | MA | 2.1 | 2 | 2 | Landfill Gas | LFG | IC | 3 | 2010 |  |  | (OP) Operating | Hampden
54812 | AMERESCO Chicopee Energy LLC | Ameresco Chicopee Energy | IPP Non-CHP | MA | 1.9 | 1.9 | 1.9 | Landfill Gas | LFG | IC | 2 | 2004 |  |  | (OP) Operating | Hampden
54812 | AMERESCO Chicopee Energy LLC | Ameresco Chicopee Energy | IPP Non-CHP | MA | 1.9 | 1.9 | 1.9 | Landfill Gas | LFG | IC | 2 | 2004 |  |  | (OP) Operating | Hampden
54812 | AMERESCO Chicopee Energy LLC | Ameresco Chicopee Energy | IPP Non-CHP | MA | 1.9 | 1.9 | 1.9 | Landfill Gas | LFG | IC | 2 | 2004 |  |  | (OP) Operating | Hampden
54842 | WM Renewable Energy LLC | Fitchburg Gas Recovery | IPP Non-CHP | MA | 1.6 | 1.6 | 1.6 | Landfill Gas | LFG | IC | 10 | 2007 |  |  | (OP) Operating | Worcester
54842 | WM Renewable Energy LLC | Fitchburg Gas Recovery | IPP Non-CHP | MA | 1.6 | 1.6 | 1.6 | Landfill Gas | LFG | IC | 10 | 2007 |  |  | (OP) Operating | Worcester
54842 | WM Renewable Energy LLC | Fitchburg Gas Recovery | IPP Non-CHP | MA | 1.6 | 1.6 | 1.6 | Landfill Gas | LFG | IC | 1 | 2009 |  |  | (OP) Operating | Worcester
58860 | Southbridge Recycling and Disposal Park | Southbridge Landfill Gas-to-Energy | IPP Non-CHP | MA | 1.6 | 1.5 | 1.5 | Landfill Gas | LFG | IC | 10 | 2011 |  |  | (OP) Operating | Worcester
59596 | Industrial Power Services Corp. | Granby LFG | IPP Non-CHP | MA | 3.2 | 2.8 | 2.8 | Landfill Gas | LFG | IC | 9 | 2001 |  |  | (OP) Operating | Hampshire
61335 | CommonWealth New Bedford Energy LLC | Greater New Bedford LFG Utiliz. Facility | IPP Non-CHP | MA | 3.3 | 3.2 | 3.2 | Landfill Gas | LFG | IC | 10 | 2005 |  |  | (OP) Operating | Bristol
56125 | Covanta Springfield LLC | Pioneer Valley Resource Recovery | IPP Non-CHP | MA | 9.4 | 7.5 | 7.5 | Municipal Solid Waste | MSW | ST | 5 | 1988 |  |  | (OP) Operating | Hampden
16929 | SEMASS Partnership | SEMASS Resource Recovery | IPP Non-CHP | MA | 64.5 | 53.3 | 53.3 | Municipal Solid Waste | MSW | ST | 7 | 1988 |  |  | (OP) Operating | Plymouth
16929 | SEMASS Partnership | SEMASS Resource Recovery | IPP Non-CHP | MA | 34 | 26.7 | 26.7 | Municipal Solid Waste | MSW | ST | 4 | 1993 |  |  | (OP) Operating | Plymouth
13982 | Ogden Projects Inc-Haverhill | Covanta Haverhill | IPP Non-CHP | MA | 46 | 42.8 | 43.2 | Municipal Solid Waste | MSW | ST | 5 | 1989 |  |  | (OP) Operating | Essex
20541 | Wheelabrator Environmental Systems | Wheelabrator North Andover | IPP Non-CHP | MA | 40.3 | 30 | 30 | Municipal Solid Waste | MSW | ST | 5 | 1985 |  |  | (OP) Operating | Essex
20541 | Wheelabrator Environmental Systems | Wheelabrator Millbury Facility | IPP Non-CHP | MA | 47.6 | 40 | 40 | Municipal Solid Waste | MSW | ST | 9 | 1987 |  |  | (OP) Operating | Worcester
20541 | Wheelabrator Environmental Systems | Wheelabrator Saugus | IPP Non-CHP | MA | 53.7 | 32 | 32 | Municipal Solid Waste | MSW | ST | 8 | 1985 |  |  | (OP) Operating | Essex
49965 | Constellation Mystic Power LLC | Mystic Generating Station | IPP Non-CHP | MA | 278.6 | 224.6 | 268.7 | Natural Gas Fired Combined Cycle | NG | CT | 4 | 2003 |  |  | (OP) Operating | Middlesex
49965 | Constellation Mystic Power LLC | Mystic Generating Station | IPP Non-CHP | MA | 278.6 | 226.7 | 271.2 | Natural Gas Fired Combined Cycle | NG | CT | 4 | 2003 |  |  | (OP) Operating | Middlesex
49965 | Constellation Mystic Power LLC | Mystic Generating Station | IPP Non-CHP | MA | 278.6 | 227.9 | 274.1 | Natural Gas Fired Combined Cycle | NG | CT | 6 | 2003 |  |  | (OP) Operating | Middlesex
49965 | Constellation Mystic Power LLC | Mystic Generating Station | IPP Non-CHP | MA | 278.6 | 230.1 | 276.7 | Natural Gas Fired Combined Cycle | NG | CT | 6 | 2003 |  |  | (OP) Operating | Middlesex
49965 | Constellation Mystic Power LLC | Mystic Generating Station | IPP Non-CHP | MA | 315 | 252.1 | 301.6 | Natural Gas Fired Combined Cycle | NG | CA | 4 | 2003 |  |  | (OP) Operating | Middlesex
49965 | Constellation Mystic Power LLC | Mystic Generating Station | IPP Non-CHP | MA | 315 | 255.9 | 307.7 | Natural Gas Fired Combined Cycle | NG | CA | 6 | 2003 |  |  | (OP) Operating | Middlesex
59528 | Veolia - Kendall Green Energy | Kendall Square Station | IPP CHP | MA | 27.2 | 20.4 | 20.4 | Natural Gas Fired Combined Cycle | NG | CA | 8 | 1958 |  |  | (OP) Operating | Middlesex
59528 | Veolia - Kendall Green Energy | Kendall Square Station | IPP CHP | MA | 186.2 | 171 | 187.4 | Natural Gas Fired Combined Cycle | NG | CT | 12 | 2002 |  |  | (OP) Operating | Middlesex
2144 | Town of Braintree - (MA) | Potter Station 2 | Electric Utility | MA | 76 | 62.6 | 77.6 | Natural Gas Fired Combined Cycle | NG | CT | 4 | 1977 |  |  | (OP) Operating | Norfolk
2144 | Town of Braintree - (MA) | Potter Station 2 | Electric Utility | MA | 25 | 15.5 | 18.5 | Natural Gas Fired Combined Cycle | NG | CA | 4 | 1977 |  |  | (OP) Operating | Norfolk
18488 | City of Taunton | Cleary Flood | Electric Utility | MA | 23 | 18 | 21.4 | Natural Gas Fired Combined Cycle | NG | CT | 10 | 1976 |  |  | (OP) Operating | Bristol
18488 | City of Taunton | Cleary Flood | Electric Utility | MA | 95 | 87 | 85 | Natural Gas Fired Combined Cycle | NG | CA | 12 | 1975 |  |  | (OP) Operating | Bristol
21970 | Northeast Energy Associates LP | Bellingham Cogeneration Facility | IPP Non-CHP | MA | 128.7 | 102 | 126 | Natural Gas Fired Combined Cycle | NG | CT | 9 | 1991 |  |  | (OP) Operating | Norfolk
21970 | Northeast Energy Associates LP | Bellingham Cogeneration Facility | IPP Non-CHP | MA | 128.7 | 102 | 126 | Natural Gas Fired Combined Cycle | NG | CT | 9 | 1991 |  |  | (OP) Operating | Norfolk
21970 | Northeast Energy Associates LP | Bellingham Cogeneration Facility | IPP Non-CHP | MA | 128.7 | 60 | 84 | Natural Gas Fired Combined Cycle | NG | CA | 9 | 1991 |  |  | (OP) Operating | Norfolk
11741 | Masspower | Masspower | IPP CHP | MA | 90 | 83 | 95 | Natural Gas Fired Combined Cycle | NG | CT | 7 | 1993 |  |  | (OP) Operating | Hampden
11741 | Masspower | Masspower | IPP CHP | MA | 90 | 83 | 95 | Natural Gas Fired Combined Cycle | NG | CT | 7 | 1993 |  |  | (OP) Operating | Hampden
11741 | Masspower | Masspower | IPP CHP | MA | 80.9 | 79 | 90 | Natural Gas Fired Combined Cycle | NG | CA | 7 | 1993 |  |  | (OP) Operating | Hampden
15114 | Pittsfield Generating Company, LP | Pittsfield Generating LP | IPP CHP | MA | 40.7 | 35.2 | 43.3 | Natural Gas Fired Combined Cycle | NG | CT | 7 | 1990 |  |  | (OP) Operating | Berkshire
15114 | Pittsfield Generating Company, LP | Pittsfield Generating LP | IPP CHP | MA | 40.7 | 35.2 | 43.3 | Natural Gas Fired Combined Cycle | NG | CT | 7 | 1990 |  |  | (OP) Operating | Berkshire
15114 | Pittsfield Generating Company, LP | Pittsfield Generating LP | IPP CHP | MA | 40.7 | 35.2 | 43.3 | Natural Gas Fired Combined Cycle | NG | CT | 7 | 1990 |  |  | (OP) Operating | Berkshire
15114 | Pittsfield Generating Company, LP | Pittsfield Generating LP | IPP CHP | MA | 53.4 | 45.8 | 53.4 | Natural Gas Fired Combined Cycle | NG | CA | 7 | 1990 |  |  | (OP) Operating | Berkshire
56516 | Morris Energy Operations Company, LLC | Dartmouth Power Associates LP | IPP Non-CHP | MA | 45 | 62.1 | 67.7 | Natural Gas Fired Combined Cycle | NG | CT | 3 | 1992 |  |  | (OP) Operating | Bristol
56516 | Morris Energy Operations Company, LLC | Dartmouth Power Associates LP | IPP Non-CHP | MA | 32 |  |  | Natural Gas Fired Combined Cycle | NG | CA | 3 | 1992 |  |  | (OP) Operating | Bristol
56171 | Bicent Power | Tanner Street Generation | IPP Non-CHP | MA | 57.9 | 58 | 58 | Natural Gas Fired Combined Cycle | NG | CT | 10 | 2008 |  |  | (OP) Operating | Middlesex
56171 | Bicent Power | Tanner Street Generation | IPP Non-CHP | MA | 27.1 | 17 | 19 | Natural Gas Fired Combined Cycle | NG | CA | 10 | 1992 |  |  | (OP) Operating | Middlesex
12469 | Milford Power Ltd Partnership | Milford Power LP | IPP Non-CHP | MA | 128.9 | 107.9 | 123.6 | Natural Gas Fired Combined Cycle | NG | CT | 3 | 1993 |  |  | (OP) Operating | Worcester
12469 | Milford Power Ltd Partnership | Milford Power LP | IPP Non-CHP | MA | 102.3 | 40.1 | 46.2 | Natural Gas Fired Combined Cycle | NG | CA | 3 | 1993 |  |  | (OP) Operating | Worcester
55773 | Dighton Power, LLC | Dighton Power Plant | IPP Non-CHP | MA | 200 | 162.8 | 188.2 | Natural Gas Fired Combined Cycle | NG | CS | 5 | 1999 |  |  | (OP) Operating | Bristol
1616 | Berkshire Power Co LLC | Berkshire Power | IPP Non-CHP | MA | 289 | 229.3 | 246.3 | Natural Gas Fired Combined Cycle | NG | CS | 9 | 1999 |  |  | (OP) Operating | Hampden
12713 | Millennium Power Partners LP | Millennium Power | IPP Non-CHP | MA | 230 | 214.8 | 246.2 | Natural Gas Fired Combined Cycle | NG | CT | 4 | 2001 |  |  | (OP) Operating | Worcester
12713 | Millennium Power Partners LP | Millennium Power | IPP Non-CHP | MA | 130 | 120.1 | 137.7 | Natural Gas Fired Combined Cycle | NG | CA | 4 | 2001 |  |  | (OP) Operating | Worcester
641 | ANP Bellingham Energy Company LLC | ANP Bellingham Energy Project | IPP Non-CHP | MA | 289 | 270.3 | 299.1 | Natural Gas Fired Combined Cycle | NG | CS | 11 | 2002 |  |  | (OP) Operating | Norfolk
641 | ANP Bellingham Energy Company LLC | ANP Bellingham Energy Project | IPP Non-CHP | MA | 289 | 264.9 | 298.2 | Natural Gas Fired Combined Cycle | NG | CS | 12 | 2002 |  |  | (OP) Operating | Norfolk
656 | ANP Blackstone Energy Company LLC | ANP Blackstone Energy Project | IPP Non-CHP | MA | 289 | 250.7 | 280.7 | Natural Gas Fired Combined Cycle | NG | CS | 6 | 2001 |  |  | (OP) Operating | Worcester
656 | ANP Blackstone Energy Company LLC | ANP Blackstone Energy Project | IPP Non-CHP | MA | 289 | 248.7 | 278.8 | Natural Gas Fired Combined Cycle | NG | CS | 7 | 2001 |  |  | (OP) Operating | Worcester
59368 | Calpine Fore River Energy Center, LLC | Fore River Generating Station | IPP Non-CHP | MA | 278.6 | 228.8 | 265.7 | Natural Gas Fired Combined Cycle | NG | CT | 8 | 2003 |  |  | (OP) Operating | Norfolk
59368 | Calpine Fore River Energy Center, LLC | Fore River Generating Station | IPP Non-CHP | MA | 278.6 | 228.1 | 264.9 | Natural Gas Fired Combined Cycle | NG | CT | 8 | 2003 |  |  | (OP) Operating | Norfolk
59368 | Calpine Fore River Energy Center, LLC | Fore River Generating Station | IPP Non-CHP | MA | 315 | 269.1 | 312.4 | Natural Gas Fired Combined Cycle | NG | CA | 8 | 2003 |  |  | (OP) Operating | Norfolk
56401 | NAEA Energy Massachusetts LLC | Essential Power Massachusetts LLC | IPP Non-CHP | MA | 60 | 39.1 | 48 | Natural Gas Fired Combustion Turbine | NG | GT | 4 | 2002 |  |  | (OP) Operating | Hampden
56401 | NAEA Energy Massachusetts LLC | Essential Power Massachusetts LLC | IPP Non-CHP | MA | 60 | 39.7 | 48 | Natural Gas Fired Combustion Turbine | NG | GT | 4 | 2002 |  |  | (OP) Operating | Hampden
2144 | Town of Braintree - (MA) | Potter Station 2 | Electric Utility | MA | 58 | 52.6 | 57.4 | Natural Gas Fired Combustion Turbine | NG | GT | 7 | 2009 |  |  | (OP) Operating | Norfolk
2144 | Town of Braintree - (MA) | Potter Station 2 | Electric Utility | MA | 58 | 52.6 | 57.4 | Natural Gas Fired Combustion Turbine | NG | GT | 7 | 2009 |  |  | (OP) Operating | Norfolk
14605 | City of Peabody - (MA) | Waters River | Electric Utility | MA | 21.3 | 16.1 | 22.1 | Natural Gas Fired Combustion Turbine | NG | GT | 12 | 1971 |  |  | (OP) Operating | Essex
14605 | City of Peabody - (MA) | Waters River | Electric Utility | MA | 43.6 | 30.5 | 45.8 | Natural Gas Fired Combustion Turbine | NG | GT | 11 | 1990 |  |  | (OP) Operating | Essex
12258 | Medical Area Total Egy Plt Inc | Medical Area Total Energy Plant | Commercial CHP | MA | 12.5 | 12.5 | 12.5 | Natural Gas Fired Combustion Turbine | NG | GT | 12 | 2003 |  |  | (OP) Operating | Suffolk
12258 | Medical Area Total Egy Plt Inc | Medical Area Total Energy Plant | Commercial CHP | MA | 12.5 | 12.5 | 12.5 | Natural Gas Fired Combustion Turbine | NG | GT | 12 | 2003 |  |  | (OP) Operating | Suffolk
12258 | Medical Area Total Egy Plt Inc | Medical Area Total Energy Plant | Commercial CHP | MA | 13.8 | 12.8 | 14.9 | Natural Gas Fired Combustion Turbine | NG | GT | 7 | 2017 |  |  | (OP) Operating | Suffolk
23955 | University of Massachusetts Medical | Univ of Massachusetts Medical Center | Commercial CHP | MA | 7.5 | 6 | 7.5 | Natural Gas Fired Combustion Turbine | NG | GT | 2 | 2013 |  |  | (OP) Operating | Worcester
56516 | Morris Energy Operations Company, LLC | Dartmouth Power Associates LP | IPP Non-CHP | MA | 24.7 | 19.6 | 21.8 | Natural Gas Fired Combustion Turbine | NG | GT | 9 | 2009 |  |  | (OP) Operating | Bristol
7209 | The Gillette Company | Gillette SBMC | Industrial CHP | MA | 7.2 | 7.2 | 7.2 | Natural Gas Fired Combustion Turbine | NG | GT | 7 | 2011 |  |  | (OP) Operating | Suffolk
5989 | Erving Paper Mills Inc | Erving Paper Mills | Industrial CHP | MA | 5.6 | 5.6 | 5.6 | Natural Gas Fired Combustion Turbine | NG | GT | 11 | 2015 |  |  | (OP) Operating | Franklin
11820 | Massachusetts Inst of Tech | Mass Inst Tech Cntrl Utilities/Cogen Plt | Commercial CHP | MA | 21.2 | 19 | 23 | Natural Gas Fired Combustion Turbine | NG | GT | 6 | 1995 | 4 | 2020 | (OP) Operating | Middlesex
58138 | The Trustees of Smith College | Smith College Central Heating Plant | Commercial CHP | MA | 5.3 | 2.7 | 3.5 | Natural Gas Fired Combustion Turbine | NG | GT | 10 | 2008 |  |  | (OP) Operating | Hampshire
58152 | Amherst College | Amherst College Co Gen | Commercial CHP | MA | 1.2 | 1.2 | 1.2 | Natural Gas Fired Combustion Turbine | NG | GT | 11 | 2006 |  |  | (OP) Operating | Hampshire
60058 | Hollingsworth and Vose Co. | West Groton CHP | Industrial CHP | MA | 4.1 | 3.8 | 3.8 | Natural Gas Fired Combustion Turbine | NG | GT | 12 | 2015 |  |  | (OP) Operating | Middlesex
9442 | Town of Ipswich - (MA) | High Street Station | Electric Utility | MA | 1.2 | 1.2 | 1.3 | Natural Gas Internal Combustion Engine | NG | IC | 4 | 1984 |  |  | (OP) Operating | Essex
9442 | Town of Ipswich - (MA) | High Street Station | Electric Utility | MA | 1.2 | 1.2 | 1.1 | Natural Gas Internal Combustion Engine | NG | IC | 9 | 1982 |  |  | (OP) Operating | Essex
9442 | Town of Ipswich - (MA) | High Street Station | Electric Utility | MA | 1.2 | 1.2 | 1.3 | Natural Gas Internal Combustion Engine | NG | IC | 8 | 1983 |  |  | (OP) Operating | Essex
9442 | Town of Ipswich - (MA) | High Street Station | Electric Utility | MA | 1.3 | 1.3 | 1.3 | Natural Gas Internal Combustion Engine | NG | IC | 8 | 1954 |  |  | (OP) Operating | Essex
9442 | Town of Ipswich - (MA) | High Street Station | Electric Utility | MA | 1.1 | 1.2 | 1.2 | Natural Gas Internal Combustion Engine | NG | IC | 7 | 1951 |  |  | (OP) Operating | Essex
9442 | Town of Ipswich - (MA) | High Street Station | Electric Utility | MA | 1.3 | 1.3 | 1.3 | Natural Gas Internal Combustion Engine | NG | IC | 10 | 1961 |  |  | (OP) Operating | Essex
3692 | Clark University | Clark University | Commercial CHP | MA | 2 | 2 | 2 | Natural Gas Internal Combustion Engine | NG | IC | 1 | 2013 |  |  | (OP) Operating | Worcester
20347 | Wellesley College | Wellesley College Central Utility Plant | Commercial CHP | MA | 1.3 | 1.2 | 1.3 | Natural Gas Internal Combustion Engine | NG | IC | 7 | 1994 |  |  | (OP) Operating | Norfolk
20347 | Wellesley College | Wellesley College Central Utility Plant | Commercial CHP | MA | 1.3 | 1.2 | 1.3 | Natural Gas Internal Combustion Engine | NG | IC | 7 | 1994 |  |  | (OP) Operating | Norfolk
20347 | Wellesley College | Wellesley College Central Utility Plant | Commercial CHP | MA | 1.3 | 1.2 | 1.3 | Natural Gas Internal Combustion Engine | NG | IC | 7 | 1994 |  |  | (OP) Operating | Norfolk
20347 | Wellesley College | Wellesley College Central Utility Plant | Commercial CHP | MA | 1.9 | 1.9 | 1.9 | Natural Gas Internal Combustion Engine | NG | IC | 7 | 1999 |  |  | (OP) Operating | Norfolk
56221 | New England Confectionery Co Inc | NECCO Co-Generation | IPP CHP | MA | 2.9 | 2.8 | 2.9 | Natural Gas Internal Combustion Engine | NG | IC | 3 | 2004 |  |  | (OP) Operating | Suffolk
56221 | New England Confectionery Co Inc | NECCO Co-Generation | IPP CHP | MA | 2.9 | 2.8 | 2.9 | Natural Gas Internal Combustion Engine | NG | IC | 3 | 2004 |  |  | (OP) Operating | Suffolk
58809 | Simonds Saw LLC | Simonds | IPP CHP | MA | 0.6 | 0.6 | 0.6 | Natural Gas Internal Combustion Engine | NG | IC | 12 | 2011 |  |  | (OP) Operating | Middlesex
58809 | Simonds Saw LLC | Simonds | IPP CHP | MA | 0.6 | 0.6 | 0.6 | Natural Gas Internal Combustion Engine | NG | IC | 12 | 2011 |  |  | (OP) Operating | Middlesex
58809 | Simonds Saw LLC | Simonds | IPP CHP | MA | 0.6 | 0.6 | 0.6 | Natural Gas Internal Combustion Engine | NG | IC | 12 | 2011 |  |  | (OP) Operating | Middlesex
60816 | Boston Medical Center | Boston Medical Center CHP Plant | Commercial CHP | MA | 2 | 2 | 2 | Natural Gas Internal Combustion Engine | NG | IC | 4 | 2017 |  |  | (OP) Operating | Suffolk
9442 | Town of Ipswich - (MA) | High Street Station | Electric Utility | MA | 1.2 | 1.2 | 1.3 | Natural Gas Internal Combustion Engine | NG | IC | 8 | 1986 |  |  | (SB) Standby/Backup: available for service but not normally used | Essex
56401 | NAEA Energy Massachusetts LLC | Essential Power Massachusetts LLC | IPP Non-CHP | MA | 113.6 | 94.3 | 100.1 | Natural Gas Steam Turbine | NG | ST | 1 | 1957 |  |  | (OP) Operating | Hampden
7049 | General Electric Aircraft Engines | General Electric Aircraft Engines | Industrial CHP | MA | 10 | 8.5 | 8.5 | Natural Gas Steam Turbine | NG | ST | 1 | 1948 |  |  | (OP) Operating | Essex
7049 | General Electric Aircraft Engines | General Electric Aircraft Engines | Industrial CHP | MA | 10 | 8.5 | 8.5 | Natural Gas Steam Turbine | NG | ST | 1 | 1956 |  |  | (OP) Operating | Essex
7049 | General Electric Aircraft Engines | General Electric Aircraft Engines | Industrial CHP | MA | 12.5 | 6.8 | 7.8 | Natural Gas Steam Turbine | NG | ST | 1 | 1968 |  |  | (OP) Operating | Essex
39878 | Solutia Inc-Indian | Indian Orchard Plant 1 | Industrial CHP | MA | 5.7 | 3.2 | 4 | Natural Gas Steam Turbine | NG | ST | 5 | 1985 |  |  | (OP) Operating | Hampden
12258 | Medical Area Total Egy Plt Inc | Medical Area Total Energy Plant | Commercial CHP | MA | 11 | 11 | 10.3 | Natural Gas Steam Turbine | NG | ST | 1 | 1980 |  |  | (OP) Operating | Suffolk
12258 | Medical Area Total Egy Plt Inc | Medical Area Total Energy Plant | Commercial CHP | MA | 11 | 11 | 10.3 | Natural Gas Steam Turbine | NG | ST | 1 | 1980 |  |  | (OP) Operating | Suffolk
16544 | Saint - Gobain Abrasives Inc | Norton Powerhouse | Industrial CHP | MA | 2.5 | 2.5 | 2.5 | Natural Gas Steam Turbine | NG | ST | 1 | 1939 |  |  | (OP) Operating | Worcester
16544 | Saint - Gobain Abrasives Inc | Norton Powerhouse | Industrial CHP | MA | 3.1 | 3.1 | 3.1 | Natural Gas Steam Turbine | NG | ST | 1 | 1954 |  |  | (OP) Operating | Worcester
23955 | University of Massachusetts Medical | Univ of Massachusetts Medical Center | Commercial CHP | MA | 2.5 | 1.5 | 1.5 | Natural Gas Steam Turbine | NG | ST | 4 | 1974 |  |  | (OP) Operating | Worcester
23955 | University of Massachusetts Medical | Univ of Massachusetts Medical Center | Commercial CHP | MA | 2.5 | 1.5 | 1.5 | Natural Gas Steam Turbine | NG | ST | 4 | 1974 |  |  | (OP) Operating | Worcester
23955 | University of Massachusetts Medical | Univ of Massachusetts Medical Center | Commercial CHP | MA | 5 | 3 | 3 | Natural Gas Steam Turbine | NG | ST | 6 | 2002 |  |  | (OP) Operating | Worcester
5623 | Rousselot Inc | Rousselot Inc | Industrial CHP | MA | 3.7 | 3.3 | 3.3 | Natural Gas Steam Turbine | NG | ST | 4 | 1969 |  |  | (OP) Operating | Essex
7209 | The Gillette Company | Gillette SBMC | Industrial CHP | MA | 5 | 5 | 5 | Natural Gas Steam Turbine | NG | ST | 2 | 1971 |  |  | (OP) Operating | Suffolk
5989 | Erving Paper Mills Inc | Erving Paper Mills | Industrial CHP | MA | 0.6 | 0.3 | 0.3 | Natural Gas Steam Turbine | NG | ST | 12 | 2013 |  |  | (OP) Operating | Franklin
56406 | Newark America | Newark America Mill | Industrial CHP | MA | 6.3 | 3 | 3 | Natural Gas Steam Turbine | NG | ST | 2 | 2007 |  |  | (OP) Operating | Worcester
58109 | President & Trustees of Williams College | Williams College - Campus CHP | Commercial CHP | MA | 3 | 3 | 3 | Natural Gas Steam Turbine | NG | ST | 3 | 2003 |  |  | (OP) Operating | Berkshire
58152 | Amherst College | Amherst College Co Gen | Commercial CHP | MA | 0.5 | 0.5 | 0.5 | Natural Gas Steam Turbine | NG | ST | 11 | 2006 |  |  | (OP) Operating | Hampshire
5623 | Rousselot Inc | Rousselot Inc | Industrial CHP | MA | 1.5 | 1.5 | 1.5 | Natural Gas Steam Turbine | NG | ST | 5 | 1947 |  |  | (SB) Standby/Backup: available for service but not normally used | Essex
5623 | Rousselot Inc | Rousselot Inc | Industrial CHP | MA | 1.5 | 1.5 | 1.5 | Natural Gas Steam Turbine | NG | ST | 5 | 1947 |  |  | (SB) Standby/Backup: available for service but not normally used | Essex
29926 | Entergy Nuclear Generation Co | Pilgrim Nuclear Power Station | IPP Non-CHP | MA | 670 | 677.2 | 683.4 | Nuclear | NUC | ST | 12 | 1972 | 5 | 2019 | (OP) Operating | Plymouth
15371 | Town of Princeton - (MA) | Princeton Wind Farm | Electric Utility | MA | 3 | 3 | 3 | Onshore Wind Turbine | WND | WT | 1 | 2010 |  |  | (OP) Operating | Worcester
11427 | Massachusetts Wtr Rauth-Deer I | Deer Island Treatment Plant | Commercial CHP | MA | 0.6 | 0.6 | 0.6 | Onshore Wind Turbine | WND | WT | 11 | 2009 |  |  | (OP) Operating | Suffolk
11427 | Massachusetts Wtr Rauth-Deer I | Deer Island Treatment Plant | Commercial CHP | MA | 0.6 | 0.6 | 0.6 | Onshore Wind Turbine | WND | WT | 11 | 2009 |  |  | (OP) Operating | Suffolk
8797 | Hull Municipal Light Plant | Hull Wind II | Electric Utility | MA | 1.8 | 1.8 | 1.8 | Onshore Wind Turbine | WND | WT | 5 | 2006 |  |  | (OP) Operating | Plymouth
56619 | Air Force Civil Engineer Center | MA Military Reservation Wind Project | IPP Non-CHP | MA | 1.5 | 1.5 | 1.5 | Onshore Wind Turbine | WND | WT | 12 | 2009 |  |  | (OP) Operating | Barnstable
56619 | Air Force Civil Engineer Center | MA Military Reservation Wind Project | IPP Non-CHP | MA | 1.5 | 1.5 | 1.5 | Onshore Wind Turbine | WND | WT | 11 | 2011 |  |  | (OP) Operating | Barnstable
56619 | Air Force Civil Engineer Center | MA Military Reservation Wind Project | IPP Non-CHP | MA | 1.5 | 1.5 | 1.5 | Onshore Wind Turbine | WND | WT | 11 | 2011 |  |  | (OP) Operating | Barnstable
15399 | Avangrid Renewables LLC | New England Wind LLC | IPP Non-CHP | MA | 28.5 | 28.5 | 28.5 | Onshore Wind Turbine | WND | WT | 12 | 2012 |  |  | (OP) Operating | Berkshire
56742 | Notus Clean Energy LLC | Notus Wind 1 | IPP Non-CHP | MA | 1.7 | 1.7 | 1.7 | Onshore Wind Turbine | WND | WT | 7 | 2010 |  |  | (OP) Operating | Barnstable
11806 | Massachusetts Mun Wholes Electric Co | Berkshire Wind Power Project | Electric Utility | MA | 15 | 15 | 15 | Onshore Wind Turbine | WND | WT | 5 | 2011 |  |  | (OP) Operating | Berkshire
9442 | Town of Ipswich - (MA) | Ipswich Wind Turbine | Electric Utility | MA | 1.6 | 1.6 | 1.6 | Onshore Wind Turbine | WND | WT | 5 | 2011 |  |  | (OP) Operating | Essex
57401 | Mt Wachusett Community College | Mt Wachusett Community College | Commercial Non-CHP | MA | 1.7 | 1.7 | 1.7 | Onshore Wind Turbine | WND | WT | 3 | 2011 |  |  | (OP) Operating | Worcester
57401 | Mt Wachusett Community College | Mt Wachusett Community College | Commercial Non-CHP | MA | 1.7 | 1.7 | 1.7 | Onshore Wind Turbine | WND | WT | 3 | 2011 |  |  | (OP) Operating | Worcester
57443 | MWRA Charlestown | Charlestown Wind Turbine | IPP Non-CHP | MA | 1.5 | 1.5 | 1.5 | Onshore Wind Turbine | WND | WT | 10 | 2011 |  |  | (OP) Operating | Suffolk
58604 | US Air Force | Cape Cod Air Force Station - 6 SWS | Commercial Non-CHP | MA | 1.7 | 1.7 | 1.7 | Onshore Wind Turbine | WND | WT | 1 | 2014 |  |  | (OP) Operating | Barnstable
58604 | US Air Force | Cape Cod Air Force Station - 6 SWS | Commercial Non-CHP | MA | 1.7 | 1.7 | 1.7 | Onshore Wind Turbine | WND | WT | 1 | 2014 |  |  | (OP) Operating | Barnstable
58821 | Camelot Wind LLC | Camelot Wind LLC | IPP Non-CHP | MA | 1.5 | 1.5 | 1.5 | Onshore Wind Turbine | WND | WT | 10 | 2012 |  |  | (OP) Operating | Plymouth
58844 | Dept of Corrections NCCI Wind | Dept of Corrections NCCI Wind | Commercial Non-CHP | MA | 1.7 | 1.7 | 1.7 | Onshore Wind Turbine | WND | WT | 11 | 2013 |  |  | (OP) Operating | Worcester
58844 | Dept of Corrections NCCI Wind | Dept of Corrections NCCI Wind | Commercial Non-CHP | MA | 1.7 | 1.7 | 1.7 | Onshore Wind Turbine | WND | WT | 11 | 2013 |  |  | (OP) Operating | Worcester
58867 | Kingston Wind Independence | Kingston Wind Independence | IPP Non-CHP | MA | 2 | 2 | 2 | Onshore Wind Turbine | WND | WT | 5 | 2012 |  |  | (OP) Operating | Plymouth
58866 | Ipswich Wind Independence | Ipswich Wind Independence | IPP Non-CHP | MA | 2 | 2 | 2 | Onshore Wind Turbine | WND | WT | 12 | 2012 |  |  | (OP) Operating | Essex
57365 | Consolidated Edison Solutions Inc | Future Generation Wind | IPP Non-CHP | MA | 8 | 7.9 | 7.9 | Onshore Wind Turbine | WND | WT | 8 | 2016 |  |  | (OP) Operating | Plymouth
59395 | Philips Lightolier | Lightolier Wind I Turbine | Industrial Non-CHP | MA | 2 | 2 | 2 | Onshore Wind Turbine | WND | WT | 2 | 2012 |  |  | (OP) Operating | Bristol
59493 | Scituate Wind LLC | Scituate Wind | IPP Non-CHP | MA | 1.5 | 1.5 | 1.5 | Onshore Wind Turbine | WND | WT | 3 | 2012 |  |  | (OP) Operating | Plymouth
59494 | Fairhaven Wind LLC | Fairhaven Wind | IPP Non-CHP | MA | 3 | 3 | 3 | Onshore Wind Turbine | WND | WT | 4 | 2012 |  |  | (OP) Operating | Bristol
60521 | Equity Industrial Turbines | Equity Industrial Turbines | IPP Non-CHP | MA | 4 | 4 | 4 | Onshore Wind Turbine | WND | WT | 12 | 2012 |  |  | (OP) Operating | Essex
61397 | Town of Otis | Town of Otis Wind Energy Project | Commercial Non-CHP | MA | 1.5 | 1.5 | 1.5 | Onshore Wind Turbine | WND | WT | 3 | 2018 |  |  | (OP) Operating | Berkshire
11427 | Massachusetts Wtr Rauth-Deer I | Deer Island Treatment Plant | Commercial CHP | MA | 17.5 | 9 | 17.5 | Other Waste Biomass | OBG | ST | 7 | 1998 |  |  | (OP) Operating | Suffolk
6035 | Exelon Power | Exelon Framingham LLC | IPP Non-CHP | MA | 14.2 | 10.1 | 14.2 | Petroleum Liquids | DFO | GT | 3 | 1970 |  |  | (OP) Operating | Norfolk
6035 | Exelon Power | Exelon Framingham LLC | IPP Non-CHP | MA | 14.2 | 10.3 | 15.7 | Petroleum Liquids | DFO | GT | 9 | 1969 |  |  | (OP) Operating | Norfolk
6035 | Exelon Power | Exelon Framingham LLC | IPP Non-CHP | MA | 14.2 | 11 | 15.3 | Petroleum Liquids | DFO | GT | 9 | 1969 |  |  | (OP) Operating | Norfolk
49965 | Constellation Mystic Power LLC | Mystic Generating Station | IPP Non-CHP | MA | 617 | 570.8 | 559.8 | Petroleum Liquids | RFO | ST | 6 | 1975 |  |  | (OP) Operating | Middlesex
6035 | Exelon Power | Exelon Medway LLC | IPP Non-CHP | MA | 45 | 41.2 | 61.8 | Petroleum Liquids | DFO | GT | 7 | 1970 |  |  | (OP) Operating | Norfolk
6035 | Exelon Power | Exelon Medway LLC | IPP Non-CHP | MA | 45 | 39.8 | 61.6 | Petroleum Liquids | DFO | GT | 3 | 1971 |  |  | (OP) Operating | Norfolk
6035 | Exelon Power | Exelon Medway LLC | IPP Non-CHP | MA | 45 | 42 | 60.7 | Petroleum Liquids | DFO | GT | 7 | 1970 |  |  | (OP) Operating | Norfolk
59528 | Veolia - Kendall Green Energy | Kendall Square Station | IPP CHP | MA | 20 | 18 | 23 | Petroleum Liquids | DFO | GT | 9 | 1970 |  |  | (OP) Operating | Middlesex
21461 | NRG Canal LLC | Oak Bluffs Diesel Generating Facility | IPP Non-CHP | MA | 2.7 | 2.8 | 2.8 | Petroleum Liquids | DFO | IC | 1 | 1969 |  |  | (OP) Operating | Dukes
21461 | NRG Canal LLC | Oak Bluffs Diesel Generating Facility | IPP Non-CHP | MA | 2.7 | 2.8 | 2.8 | Petroleum Liquids | DFO | IC | 1 | 1969 |  |  | (OP) Operating | Dukes
21461 | NRG Canal LLC | Oak Bluffs Diesel Generating Facility | IPP Non-CHP | MA | 2.7 | 2.8 | 2.8 | Petroleum Liquids | DFO | IC | 1 | 1972 |  |  | (OP) Operating | Dukes
21461 | NRG Canal LLC | Canal | IPP Non-CHP | MA | 585 | 560 | 567 | Petroleum Liquids | RFO | ST | 6 | 1968 |  |  | (OP) Operating | Barnstable
21461 | NRG Canal LLC | Canal | IPP Non-CHP | MA | 580 | 553 | 562 | Petroleum Liquids | RFO | ST | 1 | 1976 |  |  | (OP) Operating | Barnstable
56401 | NAEA Energy Massachusetts LLC | Doreen | IPP Non-CHP | MA | 21.1 | 15.8 | 20.7 | Petroleum Liquids | KER | GT | 7 | 1969 |  |  | (OP) Operating | Berkshire
56401 | NAEA Energy Massachusetts LLC | Essential Power Massachusetts LLC | IPP Non-CHP | MA | 17 | 16.6 | 21.9 | Petroleum Liquids | KER | GT | 1 | 1968 |  |  | (OP) Operating | Hampden
56401 | NAEA Energy Massachusetts LLC | Woodland Road | IPP Non-CHP | MA | 20.4 | 15.8 | 20.6 | Petroleum Liquids | KER | GT | 1 | 1969 |  |  | (OP) Operating | Berkshire
9442 | Town of Ipswich - (MA) | High Street Station | Electric Utility | MA | 1.3 | 1.3 | 1.4 | Petroleum Liquids | DFO | IC | 9 | 1956 |  |  | (OP) Operating | Essex
18488 | City of Taunton | Cleary Flood | Electric Utility | MA | 28.3 | 26 | 26.5 | Petroleum Liquids | RFO | ST | 6 | 1966 |  |  | (OP) Operating | Bristol
21461 | NRG Canal LLC | West Tisbury Generating Facility | IPP Non-CHP | MA | 2.7 | 2.8 | 2.8 | Petroleum Liquids | DFO | IC | 1 | 1975 |  |  | (OP) Operating | Dukes
21461 | NRG Canal LLC | West Tisbury Generating Facility | IPP Non-CHP | MA | 2.7 | 2.8 | 2.8 | Petroleum Liquids | DFO | IC | 1 | 1975 |  |  | (OP) Operating | Dukes
11806 | Massachusetts Mun Wholes Electric Co | Stony Brook | Electric Utility | MA | 85 | 65 | 85 | Petroleum Liquids | DFO | GT | 11 | 1982 |  |  | (OP) Operating | Hampden
11806 | Massachusetts Mun Wholes Electric Co | Stony Brook | Electric Utility | MA | 85 | 65 | 85 | Petroleum Liquids | DFO | GT | 11 | 1982 |  |  | (OP) Operating | Hampden
11806 | Massachusetts Mun Wholes Electric Co | Stony Brook | Electric Utility | MA | 105 | 96 | 105 | Petroleum Liquids | DFO | CA | 11 | 1981 |  |  | (OP) Operating | Hampden
11806 | Massachusetts Mun Wholes Electric Co | Stony Brook | Electric Utility | MA | 85 | 69.7 | 87 | Petroleum Liquids | DFO | CT | 11 | 1981 |  |  | (OP) Operating | Hampden
11806 | Massachusetts Mun Wholes Electric Co | Stony Brook | Electric Utility | MA | 85 | 69.7 | 87 | Petroleum Liquids | DFO | CT | 11 | 1981 |  |  | (OP) Operating | Hampden
11806 | Massachusetts Mun Wholes Electric Co | Stony Brook | Electric Utility | MA | 85 | 69.7 | 87 | Petroleum Liquids | DFO | CT | 11 | 1981 |  |  | (OP) Operating | Hampden
11806 | Massachusetts Mun Wholes Electric Co | Stony Brook | Electric Utility | MA | 0.6 | 0.6 | 0.6 | Petroleum Liquids | DFO | IC | 11 | 1981 |  |  | (OP) Operating | Hampden
17127 | Town of Shrewsbury - (MA) | Shrewsbury | Electric Utility | MA | 2.8 | 2.8 | 2.8 | Petroleum Liquids | DFO | IC | 11 | 1969 |  |  | (OP) Operating | Worcester
17127 | Town of Shrewsbury - (MA) | Shrewsbury | Electric Utility | MA | 2.8 | 2.8 | 2.8 | Petroleum Liquids | DFO | IC | 11 | 1969 |  |  | (OP) Operating | Worcester
17127 | Town of Shrewsbury - (MA) | Shrewsbury | Electric Utility | MA | 2.8 | 2.8 | 2.8 | Petroleum Liquids | DFO | IC | 12 | 1975 |  |  | (OP) Operating | Worcester
17127 | Town of Shrewsbury - (MA) | Shrewsbury | Electric Utility | MA | 2.8 | 2.8 | 2.8 | Petroleum Liquids | DFO | IC | 12 | 1975 |  |  | (OP) Operating | Worcester
17127 | Town of Shrewsbury - (MA) | Shrewsbury | Electric Utility | MA | 2.8 | 2.8 | 2.8 | Petroleum Liquids | DFO | IC | 5 | 1978 |  |  | (OP) Operating | Worcester
11624 | City of Marblehead - (MA) | Wilkins Station | Electric Utility | MA | 2.7 | 2.5 | 2.5 | Petroleum Liquids | DFO | IC | 11 | 1975 |  |  | (OP) Operating | Essex
11624 | City of Marblehead - (MA) | Wilkins Station | Electric Utility | MA | 2.7 | 2.5 | 2.5 | Petroleum Liquids | DFO | IC | 11 | 1975 |  |  | (OP) Operating | Essex
3477 | City of Chicopee - (MA) | Front Street | Electric Utility | MA | 2.7 | 2.8 | 2.8 | Petroleum Liquids | DFO | IC | 1 | 1978 |  |  | (OP) Operating | Hampden
3477 | City of Chicopee - (MA) | Front Street | Electric Utility | MA | 2.7 | 2.8 | 2.8 | Petroleum Liquids | DFO | IC | 1 | 1978 |  |  | (OP) Operating | Hampden
3477 | City of Chicopee - (MA) | Front Street | Electric Utility | MA | 2.7 | 2.8 | 2.8 | Petroleum Liquids | DFO | IC | 1 | 1978 |  |  | (OP) Operating | Hampden
8973 | Town of Hudson - (MA) | Cherry Street | Electric Utility | MA | 2.2 | 1.9 | 1.9 | Petroleum Liquids | DFO | IC | 12 | 1962 |  |  | (OP) Operating | Middlesex
8973 | Town of Hudson - (MA) | Cherry Street | Electric Utility | MA | 2.2 | 1.9 | 1.9 | Petroleum Liquids | DFO | IC | 12 | 1962 |  |  | (OP) Operating | Middlesex
8973 | Town of Hudson - (MA) | Cherry Street | Electric Utility | MA | 5.6 | 4.9 | 4.9 | Petroleum Liquids | DFO | IC | 10 | 1972 |  |  | (OP) Operating | Middlesex
8973 | Town of Hudson - (MA) | Cherry Street | Electric Utility | MA | 3.3 | 2.5 | 2.5 | Petroleum Liquids | DFO | IC | 5 | 1951 |  |  | (OP) Operating | Middlesex
8973 | Town of Hudson - (MA) | Cherry Street | Electric Utility | MA | 4 | 3.4 | 3.4 | Petroleum Liquids | DFO | IC | 3 | 1956 |  |  | (OP) Operating | Middlesex
11724 | Massachusetts Bay Trans Auth | M Street Jet | IPP Non-CHP | MA | 69 | 50 | 68 | Petroleum Liquids | KER | GT | 5 | 1979 |  |  | (OP) Operating | Suffolk
58109 | President & Trustees of Williams College | Williams College - Campus CHP | Commercial CHP | MA | 2 | 2 | 2 | Petroleum Liquids | DFO | IC | 12 | 2017 |  |  | (OP) Operating | Berkshire
58109 | President & Trustees of Williams College | Williams College - Campus CHP | Commercial CHP | MA | 2 | 2 | 2 | Petroleum Liquids | DFO | IC | 12 | 2017 |  |  | (OP) Operating | Berkshire
49965 | Constellation Mystic Power LLC | Mystic Generating Station | IPP Non-CHP | MA | 14.2 | 9.1 | 14.5 | Petroleum Liquids | DFO | GT | 6 | 1969 |  |  | (SB) Standby/Backup: available for service but not normally used | Middlesex
13206 | Nantucket Electric Co | Nantucket | Electric Utility | MA | 3.7 | 2.8 | 3 | Petroleum Liquids | DFO | GT | 10 | 1988 | 3 | 2019 | (SB) Standby/Backup: available for service but not normally used | Nantucket
13206 | Nantucket Electric Co | Nantucket | Electric Utility | MA | 3.7 | 2.9 | 3.3 | Petroleum Liquids | DFO | GT | 10 | 1988 | 3 | 2019 | (SB) Standby/Backup: available for service but not normally used | Nantucket
9442 | Town of Ipswich - (MA) | High Street Station | Electric Utility | MA | 1.1 | 1.1 | 1.1 | Petroleum Liquids | DFO | IC | 8 | 1960 |  |  | (SB) Standby/Backup: available for service but not normally used | Essex
11806 | Massachusetts Mun Wholes Electric Co | Stony Brook | Electric Utility | MA | 2 | 2 | 2 | Petroleum Liquids | DFO | IC | 9 | 2007 |  |  | (SB) Standby/Backup: available for service but not normally used | Hampden
11806 | Massachusetts Mun Wholes Electric Co | Stony Brook | Electric Utility | MA | 2 | 2 | 2 | Petroleum Liquids | DFO | IC | 9 | 2007 |  |  | (SB) Standby/Backup: available for service but not normally used | Hampden
4385 | Anderson Power Products | Anderson Power Products Division | Industrial Non-CHP | MA | 0.3 | 0.3 | 0.3 | Petroleum Liquids | DFO | IC | 8 | 1987 |  |  | (SB) Standby/Backup: available for service but not normally used | Worcester
4385 | Anderson Power Products | Anderson Power Products Division | Industrial Non-CHP | MA | 0.3 | 0.3 | 0.3 | Petroleum Liquids | DFO | IC | 8 | 1987 |  |  | (SB) Standby/Backup: available for service but not normally used | Worcester
4385 | Anderson Power Products | Anderson Power Products Division | Industrial Non-CHP | MA | 0.3 | 0.3 | 0.3 | Petroleum Liquids | DFO | IC | 8 | 1987 |  |  | (SB) Standby/Backup: available for service but not normally used | Worcester
11427 | Massachusetts Wtr Rauth-Deer I | Deer Island Treatment Plant | Commercial CHP | MA | 26 | 22 | 27 | Petroleum Liquids | DFO | GT | 8 | 1995 |  |  | (SB) Standby/Backup: available for service but not normally used | Suffolk
11427 | Massachusetts Wtr Rauth-Deer I | Deer Island Treatment Plant | Commercial CHP | MA | 26 | 22 | 27 | Petroleum Liquids | DFO | GT | 8 | 1995 |  |  | (SB) Standby/Backup: available for service but not normally used | Suffolk
12258 | Medical Area Total Egy Plt Inc | Medical Area Total Energy Plant | Commercial CHP | MA | 6.8 | 6 | 6.7 | Petroleum Liquids | DFO | IC | 6 | 1985 |  |  | (SB) Standby/Backup: available for service but not normally used | Suffolk
12258 | Medical Area Total Egy Plt Inc | Medical Area Total Energy Plant | Commercial CHP | MA | 6.8 | 6 | 6.7 | Petroleum Liquids | DFO | IC | 7 | 1985 |  |  | (SB) Standby/Backup: available for service but not normally used | Suffolk
12258 | Medical Area Total Egy Plt Inc | Medical Area Total Energy Plant | Commercial CHP | MA | 6.8 | 6 | 6.7 | Petroleum Liquids | DFO | IC | 10 | 1985 |  |  | (SB) Standby/Backup: available for service but not normally used | Suffolk
12258 | Medical Area Total Egy Plt Inc | Medical Area Total Energy Plant | Commercial CHP | MA | 6.8 | 6 | 6.7 | Petroleum Liquids | DFO | IC | 10 | 1985 |  |  | (SB) Standby/Backup: available for service but not normally used | Suffolk
12258 | Medical Area Total Egy Plt Inc | Medical Area Total Energy Plant | Commercial CHP | MA | 6.8 | 6 | 6.7 | Petroleum Liquids | DFO | IC | 11 | 1985 |  |  | (SB) Standby/Backup: available for service but not normally used | Suffolk
12258 | Medical Area Total Egy Plt Inc | Medical Area Total Energy Plant | Commercial CHP | MA | 6.8 | 6 | 6.7 | Petroleum Liquids | DFO | IC | 2 | 1986 |  |  | (SB) Standby/Backup: available for service but not normally used | Suffolk
7209 | The Gillette Company | Gillette SBMC | Industrial CHP | MA | 0.5 | 0.5 | 0.5 | Petroleum Liquids | DFO | IC | 9 | 1991 |  |  | (SB) Standby/Backup: available for service but not normally used | Suffolk
7209 | The Gillette Company | Gillette SBMC | Industrial CHP | MA | 0.5 | 0.5 | 0.5 | Petroleum Liquids | DFO | IC | 3 | 1997 |  |  | (SB) Standby/Backup: available for service but not normally used | Suffolk
7209 | The Gillette Company | Gillette SBMC | Industrial CHP | MA | 1 | 1 | 1 | Petroleum Liquids | DFO | IC | 3 | 2000 |  |  | (SB) Standby/Backup: available for service but not normally used | Suffolk
20347 | Wellesley College | Wellesley College Central Utility Plant | Commercial CHP | MA | 3 | 3 | 3 | Petroleum Liquids | DFO | IC | 6 | 1985 |  |  | (SB) Standby/Backup: available for service but not normally used | Norfolk
59484 | Framingham State University | Framingham State University Plant | Commercial Non-CHP | MA | 0.2 | 0.4 | 0.4 | Petroleum Liquids | DFO | IC | 6 | 2007 |  |  | (SB) Standby/Backup: available for service but not normally used | Middlesex
59484 | Framingham State University | Framingham State University Plant | Commercial Non-CHP | MA | 0.3 | 0.3 | 0.3 | Petroleum Liquids | DFO | IC | 6 | 2005 |  |  | (SB) Standby/Backup: available for service but not normally used | Middlesex
59484 | Framingham State University | Framingham State University Plant | Commercial Non-CHP | MA | 0.2 | 0.2 | 0.2 | Petroleum Liquids | DFO | IC | 12 | 2015 |  |  | (SB) Standby/Backup: available for service but not normally used | Middlesex
59484 | Framingham State University | Framingham State University Plant | Commercial Non-CHP | MA | 0.2 | 0.2 | 0.2 | Petroleum Liquids | DFO | IC | 6 | 2011 |  |  | (SB) Standby/Backup: available for service but not normally used | Middlesex
59484 | Framingham State University | Framingham State University Plant | Commercial Non-CHP | MA | 0.1 | 0.1 | 0.1 | Petroleum Liquids | DFO | IC | 6 | 2003 |  |  | (SB) Standby/Backup: available for service but not normally used | Middlesex
59484 | Framingham State University | Framingham State University Plant | Commercial Non-CHP | MA | 0.4 | 0.4 | 0.4 | Petroleum Liquids | DFO | IC | 6 | 2009 |  |  | (SB) Standby/Backup: available for service but not normally used | Middlesex
59484 | Framingham State University | Framingham State University Plant | Commercial Non-CHP | MA | 0.2 | 0.2 | 0.2 | Petroleum Liquids | DFO | IC | 6 | 2004 |  |  | (SB) Standby/Backup: available for service but not normally used | Middlesex
59484 | Framingham State University | Framingham State University Plant | Commercial Non-CHP | MA | 0.4 | 0.4 | 0.4 | Petroleum Liquids | DFO | IC | 6 | 2013 |  |  | (SB) Standby/Backup: available for service but not normally used | Middlesex
59484 | Framingham State University | Framingham State University Plant | Commercial Non-CHP | MA | 0.2 | 0.2 | 0.2 | Petroleum Liquids | DFO | IC | 9 | 2016 |  |  | (SB) Standby/Backup: available for service but not normally used | Middlesex
7049 | General Electric Aircraft Engines | General Electric Aircraft Engines | Industrial CHP | MA | 2.1 | 2.1 | 2.1 | Solar Photovoltaic | SUN | PV | 5 | 2017 |  |  | (OP) Operating | Essex
11427 | Massachusetts Wtr Rauth-Deer I | Deer Island Treatment Plant | Commercial CHP | MA | 0.1 | 0.1 | 0.1 | Solar Photovoltaic | SUN | PV | 5 | 2008 |  |  | (OP) Operating | Suffolk
11804 | Massachusetts Electric Co | Dorchester Solar Site | Electric Utility | MA | 1 | 1 | 1 | Solar Photovoltaic | SUN | PV | 1 | 2012 |  |  | (OP) Operating | Suffolk
11804 | Massachusetts Electric Co | Haverhill Solar Power Project | Electric Utility | MA | 1 | 0.8 | 0.5 | Solar Photovoltaic | SUN | PV | 12 | 2010 |  |  | (OP) Operating | Essex
11804 | Massachusetts Electric Co | NEDC Solar Site | Electric Utility | MA | 1 | 0.8 | 0.5 | Solar Photovoltaic | SUN | PV | 6 | 2010 |  |  | (OP) Operating | Worcester
56769 | Consolidated Edison Development Inc. | Dartmouth Solar | IPP Non-CHP | MA | 1.6 | 1.6 | 1.6 | Solar Photovoltaic | SUN | PV | 3 | 2011 |  |  | (OP) Operating | Bristol
56999 | Western Massachusetts Electric Company | Indian Orchard PV Facility | Electric Utility | MA | 2.3 | 2.3 | 2.3 | Solar Photovoltaic | SUN | PV | 12 | 2011 |  |  | (OP) Operating | Hampden
56999 | Western Massachusetts Electric Company | Silver Lake Solar Photovoltaic Facility | Electric Utility | MA | 1.8 | 1.8 | 1.8 | Solar Photovoltaic | SUN | PV | 12 | 2010 |  |  | (OP) Operating | Berkshire
56769 | Consolidated Edison Development Inc. | Dartmouth II Solar | IPP Non-CHP | MA | 2 | 2 | 2 | Solar Photovoltaic | SUN | PV | 6 | 2012 |  |  | (OP) Operating | Bristol
57309 | Holyoke Solar LLC | Holyoke Solar Cooperative at Mueller | IPP Non-CHP | MA | 2.7 | 2.7 | 2.7 | Solar Photovoltaic | SUN | PV | 12 | 2011 |  |  | (OP) Operating | Hampden
56769 | Consolidated Edison Development Inc. | Douglas Solar | IPP Non-CHP | MA | 2 | 2 | 2 | Solar Photovoltaic | SUN | PV | 12 | 2012 |  |  | (OP) Operating | Worcester
57318 | Constellation Solar Net Metering LLC | Town of Uxbridge MA at Commerce Dr | IPP Non-CHP | MA | 1.8 | 1.8 | 1.8 | Solar Photovoltaic | SUN | PV | 6 | 2012 |  |  | (OP) Operating | Worcester
57319 | Constellation Solar Massachusetts LLC | Town of Norfolk MA at Medway Branch | IPP Non-CHP | MA | 1.2 | 1.2 | 1.2 | Solar Photovoltaic | SUN | PV | 6 | 2012 |  |  | (OP) Operating | Norfolk
56769 | Consolidated Edison Development Inc. | Groveland Solar | IPP Non-CHP | MA | 3.2 | 3.2 | 3.2 | Solar Photovoltaic | SUN | PV | 12 | 2012 |  |  | (OP) Operating | Essex
56769 | Consolidated Edison Development Inc. | Shrewsbury Solar | IPP Non-CHP | MA | 2.5 | 2.5 | 2.5 | Solar Photovoltaic | SUN | PV | 10 | 2012 |  |  | (OP) Operating | Worcester
57365 | Consolidated Edison Solutions Inc | Boston Scientific Solar | IPP Non-CHP | MA | 1.1 | 1.1 | 1.1 | Solar Photovoltaic | SUN | PV | 12 | 2012 |  |  | (OP) Operating | Norfolk
57365 | Consolidated Edison Solutions Inc | Padelford Solar | IPP Non-CHP | MA | 2.2 | 2.2 | 2.2 | Solar Photovoltaic | SUN | PV | 12 | 2012 |  |  | (OP) Operating | Bristol
58465 | Green States Energy, Inc. | Green Meadows | IPP Non-CHP | MA | 3.5 | 3.5 | 3.5 | Solar Photovoltaic | SUN | PV | 5 | 2014 |  |  | (OP) Operating | Barnstable
57365 | Consolidated Edison Solutions Inc | Wilson Solar | IPP Non-CHP | MA | 2 | 2 | 2 | Solar Photovoltaic | SUN | PV | 6 | 2013 |  |  | (OP) Operating | Worcester
58185 | FirstLight Power Resources, Inc. - MA | NFM Solar Power LLC | IPP Non-CHP | MA | 1.9 | 1.9 | 1.9 | Solar Photovoltaic | SUN | PV | 3 | 2012 |  |  | (OP) Operating | Franklin
59622 | Ahana Renewables, LLC | Acushnet AD Makepeace | IPP Non-CHP | MA | 4.7 | 4.7 | 4.7 | Solar Photovoltaic | SUN | PV | 7 | 2012 |  |  | (OP) Operating | Plymouth
59622 | Ahana Renewables, LLC | Acushnet Hawes Reed Road | IPP Non-CHP | MA | 1 | 1 | 1 | Solar Photovoltaic | SUN | PV | 7 | 2012 |  |  | (OP) Operating | Bristol
59622 | Ahana Renewables, LLC | Easthampton Landfill-City of Easthampton | IPP Non-CHP | MA | 1.9 | 1.9 | 1.9 | Solar Photovoltaic | SUN | PV | 6 | 2012 |  |  | (OP) Operating | Hampshire
59155 | First Wind O&M, LLC | Mass Midstate Solar 3 | IPP Non-CHP | MA | 4 | 4 | 4 | Solar Photovoltaic | SUN | PV | 5 | 2014 |  |  | (OP) Operating | Worcester
59155 | First Wind O&M, LLC | Mass Midstate Solar 2 | IPP Non-CHP | MA | 5 | 5 | 5 | Solar Photovoltaic | SUN | PV | 5 | 2014 |  |  | (OP) Operating | Worcester
59155 | First Wind O&M, LLC | Mass Midstate Solar 1 | IPP Non-CHP | MA | 5 | 5 | 5 | Solar Photovoltaic | SUN | PV | 5 | 2014 |  |  | (OP) Operating | Worcester
59155 | First Wind O&M, LLC | Millbury Solar | IPP Non-CHP | MA | 3 | 3 | 3 | Solar Photovoltaic | SUN | PV | 4 | 2014 |  |  | (OP) Operating | Worcester
58258 | SunRay Power LLC | Leicester One MA Solar LLC | IPP Non-CHP | MA | 6 | 6 | 6 | Solar Photovoltaic | SUN | PV | 1 | 2015 |  |  | (OP) Operating | Worcester
58598 | Mass Solar, LLC | Freetown Solar | IPP Non-CHP | MA | 5 | 4.5 | 4.5 | Solar Photovoltaic | SUN | PV | 3 | 2015 |  |  | (OP) Operating | Bristol
57365 | Consolidated Edison Solutions Inc | Quittacas Pond Solar | IPP Non-CHP | MA | 3.5 | 3.5 | 3.5 | Solar Photovoltaic | SUN | PV | 12 | 2013 |  |  | (OP) Operating | Plymouth
56769 | Consolidated Edison Development Inc. | Northbridge Solar | IPP Non-CHP | MA | 1.9 | 1.9 | 1.9 | Solar Photovoltaic | SUN | PV | 8 | 2013 |  |  | (OP) Operating | Worcester
59139 | SunEdison LLC | CES Sterling LLC | IPP Non-CHP | MA | 2.4 | 2 | 2 | Solar Photovoltaic | SUN | PV | 2 | 2013 |  |  | (OP) Operating | Worcester
57081 | WGL Energy Systems, Inc | Bellingham PV | IPP Non-CHP | MA | 3 | 3 | 3 | Solar Photovoltaic | SUN | PV | 10 | 2013 |  |  | (OP) Operating | Worcester
57081 | WGL Energy Systems, Inc | Marshfield PV | IPP Non-CHP | MA | 3 | 3 | 3 | Solar Photovoltaic | SUN | PV | 12 | 2013 |  |  | (OP) Operating | Plymouth
57081 | WGL Energy Systems, Inc | Orange PV | IPP Non-CHP | MA | 2 | 2 | 2 | Solar Photovoltaic | SUN | PV | 7 | 2013 |  |  | (OP) Operating | Franklin
57081 | WGL Energy Systems, Inc | Maynard PV | IPP Non-CHP | MA | 1 | 1 | 1 | Solar Photovoltaic | SUN | PV | 1 | 2014 |  |  | (OP) Operating | Middlesex
57081 | WGL Energy Systems, Inc | Southbridge PV | IPP Non-CHP | MA | 3 | 3 | 3 | Solar Photovoltaic | SUN | PV | 1 | 2014 |  |  | (OP) Operating | Worcester
58506 | Westford Solar Park | Westford Solar Park | IPP Non-CHP | MA | 4 | 4 | 4 | Solar Photovoltaic | SUN | PV | 4 | 2012 |  |  | (OP) Operating | Middlesex
56769 | Consolidated Edison Development Inc. | Merrimac Solar | IPP Non-CHP | MA | 1.5 | 1.5 | 1.5 | Solar Photovoltaic | SUN | PV | 12 | 2013 |  |  | (OP) Operating | Essex
56999 | Western Massachusetts Electric Company | Cottage Street Solar Facility | Electric Utility | MA | 3.2 | 3.2 | 3.2 | Solar Photovoltaic | SUN | PV | 5 | 2014 |  |  | (OP) Operating | Hampden
60947 | Tesla Inc. | Town of East Bridgewater | IPP Non-CHP | MA | 2 | 2 | 2 | Solar Photovoltaic | SUN | PV | 6 | 2013 |  |  | (OP) Operating | Plymouth
58578 | PPS Berkshire Solar LLC | Berkshire 1 | IPP Non-CHP | MA | 1.8 | 1.8 | 1.8 | Solar Photovoltaic | SUN | PV | 12 | 2011 |  |  | (OP) Operating | Berkshire
58598 | Mass Solar, LLC | North Brookfield | IPP Non-CHP | MA | 3 | 3 | 3 | Solar Photovoltaic | SUN | PV | 6 | 2014 |  |  | (OP) Operating | Worcester
58598 | Mass Solar, LLC | Braley Road 2 | IPP Non-CHP | MA | 2.7 | 2.6 | 2.6 | Solar Photovoltaic | SUN | PV | 3 | 2015 |  |  | (OP) Operating | Bristol
58598 | Mass Solar, LLC | Dartmouth | IPP Non-CHP | MA | 6.3 | 6.3 | 6.3 | Solar Photovoltaic | SUN | PV | 4 | 2014 |  |  | (OP) Operating | Bristol
58639 | Axio Green LLC | Axio Green LLC | IPP Non-CHP | MA | 2 | 2 | 2 | Solar Photovoltaic | SUN | PV | 6 | 2012 |  |  | (OP) Operating | Franklin
57365 | Consolidated Edison Solutions Inc | Tihonet Solar | IPP Non-CHP | MA | 1 | 1 | 1 | Solar Photovoltaic | SUN | PV | 5 | 2014 |  |  | (OP) Operating | Plymouth
58721 | Solar Sudbury One LF LLC | Sudbury Landfill | IPP Non-CHP | MA | 0.5 | 0.5 | 0.5 | Solar Photovoltaic | SUN | PV | 12 | 2013 |  |  | (OP) Operating | Middlesex
58721 | Solar Sudbury One LF LLC | Sudbury Landfill | IPP Non-CHP | MA | 0.3 | 0.3 | 0.3 | Solar Photovoltaic | SUN | PV | 12 | 2013 |  |  | (OP) Operating | Middlesex
58721 | Solar Sudbury One LF LLC | Sudbury Landfill | IPP Non-CHP | MA | 0.5 | 0.5 | 0.5 | Solar Photovoltaic | SUN | PV | 12 | 2013 |  |  | (OP) Operating | Middlesex
59139 | SunEdison LLC | Berkley East Solar LLC | IPP Non-CHP | MA | 3 | 2.9 | 2.9 | Solar Photovoltaic | SUN | PV | 7 | 2013 |  |  | (OP) Operating | Bristol
58801 | Integrys MA Solar, LLC | Integrys MA Solar, LLC - Ashburnham Site | IPP Non-CHP | MA | 2.6 | 2.6 | 2.6 | Solar Photovoltaic | SUN | PV | 12 | 2013 |  |  | (OP) Operating | Worcester
58801 | Integrys MA Solar, LLC | Integrys MA Solar, LLC - Ashburnham Site | IPP Non-CHP | MA | 0.3 | 0.3 | 0.3 | Solar Photovoltaic | SUN | PV | 12 | 2013 |  |  | (OP) Operating | Worcester
58802 | Walpole Solar 2, LLC | Walpole Solar 2 | IPP Non-CHP | MA | 2.4 | 2.4 | 2.4 | Solar Photovoltaic | SUN | PV | 4 | 2014 |  |  | (OP) Operating | Norfolk
58803 | Gardner Solar 1, LLC | Gardner Solar 1 | IPP Non-CHP | MA | 2 | 2 | 2 | Solar Photovoltaic | SUN | PV | 5 | 2014 |  |  | (OP) Operating | Worcester
58837 | Fairview Farms Solar LLC | Fairview Farms Solar | IPP Non-CHP | MA | 2 | 2.3 | 1.3 | Solar Photovoltaic | SUN | PV | 6 | 2014 |  |  | (OP) Operating | Franklin
58863 | Main Street Power | Scituate PV | IPP Non-CHP | MA | 2.5 | 2.5 | 2.5 | Solar Photovoltaic | SUN | PV | 10 | 2013 |  |  | (OP) Operating | Plymouth
58863 | Main Street Power | Bolton PV | IPP Non-CHP | MA | 4.9 | 4.9 | 4.9 | Solar Photovoltaic | SUN | PV | 12 | 2013 |  |  | (OP) Operating | Worcester
58863 | Main Street Power | Stow PV | IPP Non-CHP | MA | 2 | 2 | 2 | Solar Photovoltaic | SUN | PV | 12 | 2013 |  |  | (OP) Operating | Middlesex
58871 | Citizens Enterprises Corporation | Agawam Solar | IPP Non-CHP | MA | 1.5 | 1.5 | 1.5 | Solar Photovoltaic | SUN | PV | 3 | 2012 |  |  | (OP) Operating | Hampden
58871 | Citizens Enterprises Corporation | Rehoboth Solar | IPP Non-CHP | MA | 2 | 2 | 2 | Solar Photovoltaic | SUN | PV | 12 | 2013 |  |  | (OP) Operating | Bristol
58871 | Citizens Enterprises Corporation | Chicopee Solar | IPP Non-CHP | MA | 3 | 3 | 3 | Solar Photovoltaic | SUN | PV | 12 | 2013 |  |  | (OP) Operating | Hampden
58871 | Citizens Enterprises Corporation | Route 57 Solar | IPP Non-CHP | MA | 1.5 | 1.5 | 1.5 | Solar Photovoltaic | SUN | PV | 3 | 2013 |  |  | (OP) Operating | Hampden
58871 | Citizens Enterprises Corporation | EBZ Solar | IPP Non-CHP | MA | 2.5 | 2.5 | 2.5 | Solar Photovoltaic | SUN | PV | 1 | 2013 |  |  | (OP) Operating | Middlesex
58871 | Citizens Enterprises Corporation | Whately Solar | IPP Non-CHP | MA | 1.5 | 1.5 | 1.5 | Solar Photovoltaic | SUN | PV | 3 | 2013 |  |  | (OP) Operating | Franklin
58879 | 651 Chase Solar NG LLC | 651 Chase Solar NG | IPP Non-CHP | MA | 2.5 | 3.4 | 1.5 | Solar Photovoltaic | SUN | PV | 6 | 2014 |  |  | (OP) Operating | Worcester
58888 | City of Pittsfield | Waste Water Treatment Plant | IPP Non-CHP | MA | 1.5 | 0.3 | 0.2 | Solar Photovoltaic | SUN | PV | 1 | 2012 |  |  | (OP) Operating | Berkshire
58894 | CF CVEC Owner One LLC | Brewster Landfill | IPP Non-CHP | MA | 1 | 1 | 1 | Solar Photovoltaic | SUN | PV | 9 | 2014 |  |  | (OP) Operating | Barnstable
58894 | CF CVEC Owner One LLC | Chatham Landfill | IPP Non-CHP | MA | 1.5 | 1.5 | 1.5 | Solar Photovoltaic | SUN | PV | 9 | 2014 |  |  | (OP) Operating | Barnstable
58894 | CF CVEC Owner One LLC | Harwich Landfill | IPP Non-CHP | MA | 4 | 4 | 4 | Solar Photovoltaic | SUN | PV | 8 | 2014 |  |  | (OP) Operating | Barnstable
58894 | CF CVEC Owner One LLC | Katama Farm | IPP Non-CHP | MA | 1 | 1 | 1 | Solar Photovoltaic | SUN | PV | 6 | 2014 |  |  | (OP) Operating | Dukes
58894 | CF CVEC Owner One LLC | Nunnepog | IPP Non-CHP | MA | 1 | 1 | 1 | Solar Photovoltaic | SUN | PV | 6 | 2014 |  |  | (OP) Operating | Dukes
58894 | CF CVEC Owner One LLC | Barnstable Landfill | IPP Non-CHP | MA | 4 | 4 | 4 | Solar Photovoltaic | SUN | PV | 9 | 2014 |  |  | (OP) Operating | Barnstable
58894 | CF CVEC Owner One LLC | Dennis Landfill | IPP Non-CHP | MA | 5 | 5 | 5 | Solar Photovoltaic | SUN | PV | 9 | 2014 |  |  | (OP) Operating | Barnstable
57170 | EDF Renewable Asset Holdings, Inc. | Lepomis PV Energy LLC | IPP Non-CHP | MA | 4.5 | 4.5 | 4.5 | Solar Photovoltaic | SUN | PV | 6 | 2014 |  |  | (OP) Operating | Plymouth
56997 | Marina Energy LLC | Rockland Solar | IPP Non-CHP | MA | 2 | 2 | 2 | Solar Photovoltaic | SUN | PV | 12 | 2013 |  |  | (OP) Operating | Plymouth
59622 | Ahana Renewables, LLC | Acushnet-Braley Road 1 | IPP Non-CHP | MA | 1.9 | 1.9 | 1.9 | Solar Photovoltaic | SUN | PV | 1 | 2013 |  |  | (OP) Operating | Bristol
59622 | Ahana Renewables, LLC | Acushnet- High Hill | IPP Non-CHP | MA | 3.2 | 3.2 | 3.2 | Solar Photovoltaic | SUN | PV | 3 | 2013 |  |  | (OP) Operating | Bristol
59622 | Ahana Renewables, LLC | Dartmouth Landfill | IPP Non-CHP | MA | 1.3 | 1.3 | 1.3 | Solar Photovoltaic | SUN | PV | 2 | 2013 |  |  | (OP) Operating | Bristol
59622 | Ahana Renewables, LLC | Easton Landfill | IPP Non-CHP | MA | 1.9 | 1.9 | 1.9 | Solar Photovoltaic | SUN | PV | 10 | 2013 |  |  | (OP) Operating | Bristol
59622 | Ahana Renewables, LLC | Ludlow Landfill | IPP Non-CHP | MA | 2.6 | 2.6 | 2.6 | Solar Photovoltaic | SUN | PV | 8 | 2013 |  |  | (OP) Operating | Hampden
59622 | Ahana Renewables, LLC | Methuen Landfill | IPP Non-CHP | MA | 1.3 | 1.3 | 1.3 | Solar Photovoltaic | SUN | PV | 7 | 2013 |  |  | (OP) Operating | Essex
59622 | Ahana Renewables, LLC | Plymouth Site 1 | IPP Non-CHP | MA | 5.6 | 5.6 | 5.6 | Solar Photovoltaic | SUN | PV | 10 | 2013 |  |  | (OP) Operating | Plymouth
57170 | EDF Renewable Asset Holdings, Inc. | EDF Lancaster | IPP Non-CHP | MA | 4.5 | 4.5 | 4.5 | Solar Photovoltaic | SUN | PV | 7 | 2014 |  |  | (OP) Operating | Worcester
58440 | CD US Solar MT 2 LLC | Franklin 1 | IPP Non-CHP | MA | 3 | 3 | 3 | Solar Photovoltaic | SUN | PV | 11 | 2013 |  |  | (OP) Operating | Norfolk
58440 | CD US Solar MT 2 LLC | Franklin 2 | IPP Non-CHP | MA | 4 | 4 | 4 | Solar Photovoltaic | SUN | PV | 12 | 2013 |  |  | (OP) Operating | Norfolk
58801 | Integrys MA Solar, LLC | Brockelman | IPP Non-CHP | MA | 3 | 3 | 3 | Solar Photovoltaic | SUN | PV | 11 | 2013 |  |  | (OP) Operating | Worcester
58801 | Integrys MA Solar, LLC | Beverly | IPP Non-CHP | MA | 2 | 2 | 2 | Solar Photovoltaic | SUN | PV | 5 | 2014 |  |  | (OP) Operating | Essex
59141 | Devens | Devens | IPP Non-CHP | MA | 3 | 2 | 1 | Solar Photovoltaic | SUN | PV | 6 | 2014 |  |  | (OP) Operating | Middlesex
58258 | SunRay Power LLC | Browne Solar LLC | IPP Non-CHP | MA | 1.4 | 1.4 | 1.4 | Solar Photovoltaic | SUN | PV | 4 | 2014 |  |  | (OP) Operating | Hampden
58258 | SunRay Power LLC | Indian Hill Solar LLC | IPP Non-CHP | MA | 1.4 | 1.4 | 1.4 | Solar Photovoltaic | SUN | PV | 4 | 2014 |  |  | (OP) Operating | Hampden
58258 | SunRay Power LLC | State Street Solar LLC | IPP Non-CHP | MA | 1.4 | 1.4 | 1.4 | Solar Photovoltaic | SUN | PV | 4 | 2014 |  |  | (OP) Operating | Hampden
58258 | SunRay Power LLC | Westborough Solar LLC | IPP Non-CHP | MA | 2.2 | 2.2 | 2.2 | Solar Photovoltaic | SUN | PV | 4 | 2014 |  |  | (OP) Operating | Worcester
58677 | CD US Solar MT1 LLC | True North | IPP Non-CHP | MA | 4.8 | 4.8 | 4.8 | Solar Photovoltaic | SUN | PV | 8 | 2012 |  |  | (OP) Operating | Essex
58440 | CD US Solar MT 2 LLC | Grafton Solar | IPP Non-CHP | MA | 1.5 | 1.5 | 1.5 | Solar Photovoltaic | SUN | PV | 10 | 2013 |  |  | (OP) Operating | Worcester
59174 | CD US Solar MT3, LLC | Shaffer | IPP Non-CHP | MA | 5 | 5 | 5 | Solar Photovoltaic | SUN | PV | 9 | 2014 |  |  | (OP) Operating | Middlesex
59230 | DESRI V Mass Solar Holdco, LLC | Ayers Village Solar | IPP Non-CHP | MA | 2 | 2 | 2 | Solar Photovoltaic | SUN | PV | 6 | 2014 |  |  | (OP) Operating | Essex
59230 | DESRI V Mass Solar Holdco, LLC | Monson Solar | IPP Non-CHP | MA | 3 | 3 | 3 | Solar Photovoltaic | SUN | PV | 7 | 2014 |  |  | (OP) Operating | Hampden
59230 | DESRI V Mass Solar Holdco, LLC | Sullivan Solar | IPP Non-CHP | MA | 1.5 | 1.5 | 1.5 | Solar Photovoltaic | SUN | PV | 8 | 2014 |  |  | (OP) Operating | Bristol
59230 | DESRI V Mass Solar Holdco, LLC | Winchendon Solar | IPP Non-CHP | MA | 1.9 | 1.9 | 1.9 | Solar Photovoltaic | SUN | PV | 4 | 2014 |  |  | (OP) Operating | Worcester
59232 | Kearsarge Solar LLC | KS Solar Six LLC | IPP Non-CHP | MA | 2.5 | 2 | 2 | Solar Photovoltaic | SUN | PV | 12 | 2013 |  |  | (OP) Operating | Worcester
59254 | NuGen Capital Management | Hadley Solar NG, LLC | IPP Non-CHP | MA | 3 | 2 | 1 | Solar Photovoltaic | SUN | PV | 7 | 2014 |  |  | (OP) Operating | Hampshire
59254 | NuGen Capital Management | 265 Pleasant Solar NG, LLC | IPP Non-CHP | MA | 2.2 | 1.9 | 0.3 | Solar Photovoltaic | SUN | PV | 7 | 2014 |  |  | (OP) Operating | Worcester
59286 | Heliovaas LLC | Acton Solar Landfill | Commercial Non-CHP | MA | 1.6 | 1.6 | 1.6 | Solar Photovoltaic | SUN | PV | 12 | 2013 |  |  | (OP) Operating | Middlesex
58894 | CF CVEC Owner One LLC | Tisbury Landfill Solar | IPP Non-CHP | MA | 1.1 | 1.1 | 1.1 | Solar Photovoltaic | SUN | PV | 7 | 2014 |  |  | (OP) Operating | Dukes
58871 | Citizens Enterprises Corporation | Twiss Street Solar | IPP Non-CHP | MA | 1.5 | 1.5 | 1.5 | Solar Photovoltaic | SUN | PV | 1 | 2015 |  |  | (OP) Operating | Hampden
58871 | Citizens Enterprises Corporation | Chicopee River Solar | IPP Non-CHP | MA | 2 | 2 | 2 | Solar Photovoltaic | SUN | PV | 1 | 2015 |  |  | (OP) Operating | Hampden
58871 | Citizens Enterprises Corporation | Chicopee Granby Road Solar | IPP Non-CHP | MA | 1.6 | 1.6 | 1.6 | Solar Photovoltaic | SUN | PV | 1 | 2015 |  |  | (OP) Operating | Hampden
59388 | Charlton Solar I, LLC | Charlton Solar I | IPP Non-CHP | MA | 4.4 | 3.9 | 2.3 | Solar Photovoltaic | SUN | PV | 12 | 2014 |  |  | (OP) Operating | Worcester
59484 | Framingham State University | Framingham State University Plant | Commercial Non-CHP | MA | 0.7 | 0.7 | 0.7 | Solar Photovoltaic | SUN | PV | 4 | 2011 |  |  | (OP) Operating | Middlesex
59484 | Framingham State University | Framingham State University Plant | Commercial Non-CHP | MA | 0.3 | 0.3 | 0.3 | Solar Photovoltaic | SUN | PV | 4 | 2011 |  |  | (OP) Operating | Middlesex
59500 | Sunny Templeton, LLC | Templeton | IPP Non-CHP | MA | 3 | 3 | 3 | Solar Photovoltaic | SUN | PV | 12 | 2014 |  |  | (OP) Operating | Worcester
59511 | South Street Solar, LLC | Leominster (MA)-South Street-R&D | IPP Non-CHP | MA | 3.5 | 2.6 | 1.7 | Solar Photovoltaic | SUN | PV | 12 | 2013 |  |  | (OP) Operating | Middlesex
58473 | NVT LICENSES, LLC | Bourne (MA) - Holliston I | IPP Non-CHP | MA | 2.9 | 2.4 | 1.5 | Solar Photovoltaic | SUN | PV | 12 | 2014 |  |  | (OP) Operating | Middlesex
59519 | TerraForm Solar XVII, LLC | BlueWave Capital - Grafton (SREC II) | IPP Non-CHP | MA | 1.3 | 1.3 | 1.3 | Solar Photovoltaic | SUN | PV | 3 | 2015 |  |  | (OP) Operating | Worcester
59232 | Kearsarge Solar LLC | Stetson Road Solar - Barre I | IPP Non-CHP | MA | 2 | 2 | 2 | Solar Photovoltaic | SUN | PV | 5 | 2014 |  |  | (OP) Operating | Worcester
59232 | Kearsarge Solar LLC | Barre II Solar Project | IPP Non-CHP | MA | 1.5 | 1.5 | 1.5 | Solar Photovoltaic | SUN | PV | 4 | 2014 |  |  | (OP) Operating | Worcester
59232 | Kearsarge Solar LLC | Chester Solar Farm | IPP Non-CHP | MA | 4.8 | 4.8 | 4.8 | Solar Photovoltaic | SUN | PV | 6 | 2014 |  |  | (OP) Operating | Hampden
59232 | Kearsarge Solar LLC | Concord Solar Farm | IPP Non-CHP | MA | 1.5 | 1.5 | 1.5 | Solar Photovoltaic | SUN | PV | 4 | 2014 |  |  | (OP) Operating | Middlesex
59542 | Adams Farm Solar LLC | Adams Farm Solar | IPP Non-CHP | MA | 3 | 3 | 3 | Solar Photovoltaic | SUN | PV | 10 | 2013 |  |  | (OP) Operating | Worcester
59519 | TerraForm Solar XVII, LLC | RGS-Rutland VNM SREC II Project (MA) | IPP Non-CHP | MA | 2.6 | 2.6 | 2.6 | Solar Photovoltaic | SUN | PV | 11 | 2015 |  |  | (OP) Operating | Worcester
59545 | BWC Origination 4, LLC | New Bedford (MA) Plymouth | IPP Non-CHP | MA | 4.3 | 4.3 | 4.3 | Solar Photovoltaic | SUN | PV | 7 | 2014 |  |  | (OP) Operating | Plymouth
59546 | Nexamp Treasure Valley Solar, LLC | Upper Blackstone (MA) Treasure Valley | IPP Non-CHP | MA | 5 | 5 | 5 | Solar Photovoltaic | SUN | PV | 7 | 2014 |  |  | (OP) Operating | Worcester
59601 | Hunt Farm Solar LLC | Hunt Farm Solar | IPP Non-CHP | MA | 3 | 3 | 3 | Solar Photovoltaic | SUN | PV | 9 | 2013 |  |  | (OP) Operating | Franklin
59602 | SH Solarne2 LLC | 205 Sturbridge A | IPP Non-CHP | MA | 3 | 3 | 3 | Solar Photovoltaic | SUN | PV | 6 | 2014 |  |  | (OP) Operating | Hampden
59603 | SE Solarne2 LLC | 201 Sturbridge B | IPP Non-CHP | MA | 2 | 2 | 2 | Solar Photovoltaic | SUN | PV | 6 | 2014 |  |  | (OP) Operating | Hampden
58661 | Sustainable Power Group, LLC | Spring Hill Road | IPP Non-CHP | MA | 1.9 | 1.9 | 1.9 | Solar Photovoltaic | SUN | PV | 12 | 2015 |  |  | (OP) Operating | Worcester
59653 | Palmer Solar LLC | Palmer Solar LLC | IPP Non-CHP | MA | 2.5 | 2.5 | 2.5 | Solar Photovoltaic | SUN | PV | 12 | 2013 |  |  | (OP) Operating | Hampden
59654 | Lowell Solar Landfill LLC | Lowell Solar Landfill | IPP Non-CHP | MA | 1.3 | 1.3 | 1.3 | Solar Photovoltaic | SUN | PV | 12 | 2013 |  |  | (OP) Operating | Middlesex
58871 | Citizens Enterprises Corporation | Hunt Road Solar | IPP Non-CHP | MA | 4.5 | 4.5 | 4.5 | Solar Photovoltaic | SUN | PV | 12 | 2016 |  |  | (OP) Operating | Essex
60959 | Scatter Solar - Mashpee Landfill | Mashpee Landfill Solar | IPP Non-CHP | MA | 1.5 | 1.5 | 1.5 | Solar Photovoltaic | SUN | PV | 9 | 2014 |  |  | (OP) Operating | Barnstable
59762 | UGT Renewable Energy 13, LLC | Oxford | IPP Non-CHP | MA | 2.8 | 2.8 | 2.8 | Solar Photovoltaic | SUN | PV | 7 | 2014 |  |  | (OP) Operating | Worcester
59785 | Syncarpha Palmer, LLC | Syncarpha Palmer, LLC | IPP Non-CHP | MA | 4.8 | 4.8 | 4.8 | Solar Photovoltaic | SUN | PV | 12 | 2015 |  |  | (OP) Operating | Hampden
59804 | Federal Road Solar 1, LLC | Federal Road Solar 1, LLC | IPP Non-CHP | MA | 4.4 | 4.4 | 4.4 | Solar Photovoltaic | SUN | PV | 12 | 2015 |  |  | (OP) Operating | Plymouth
59805 | BWC Swan Pond River, LLC | BWC Swan Pond River | IPP Non-CHP | MA | 1.6 | 1.6 | 1.6 | Solar Photovoltaic | SUN | PV | 12 | 2015 |  |  | (OP) Operating | Bristol
59822 | Syncarpha Massachusetts, LLC | Leominster | IPP Non-CHP | MA | 2 | 2 | 2 | Solar Photovoltaic | SUN | PV | 5 | 2015 |  |  | (OP) Operating | Worcester
59823 | Syncarpha North Adams, LLC | North Adams Landfill | IPP Non-CHP | MA | 2.2 | 2.2 | 2.2 | Solar Photovoltaic | SUN | PV | 10 | 2015 |  |  | (OP) Operating | Berkshire
59824 | Fisher Road Solar I, LLC | Fisher Road Solar | IPP Non-CHP | MA | 4.6 | 4.6 | 4.6 | Solar Photovoltaic | SUN | PV | 5 | 2015 |  |  | (OP) Operating | Bristol
59826 | Syncarpha Bondsville, LLC | Palmer Landfill | IPP Non-CHP | MA | 4 | 4 | 4 | Solar Photovoltaic | SUN | PV | 12 | 2016 |  |  | (OP) Operating | Hampden
60947 | Tesla Inc. | Hewlett-Packard (HP) - Andover, MA | IPP Non-CHP | MA | 1.7 | 1.7 | 1.7 | Solar Photovoltaic | SUN | PV | 6 | 2017 |  |  | (OP) Operating | Essex
60947 | Tesla Inc. | Town of Needham VNEM | IPP Non-CHP | MA | 3 | 3 | 3 | Solar Photovoltaic | SUN | PV | 2 | 2016 |  |  | (OP) Operating | Norfolk
60947 | Tesla Inc. | Williamsburg Solar LLC VNEM | IPP Non-CHP | MA | 2.2 | 2.2 | 2.2 | Solar Photovoltaic | SUN | PV | 2 | 2016 |  |  | (OP) Operating | Hampshire
60947 | Tesla Inc. | BJ's Wholesale Club, Inc- Uxbridge | IPP Non-CHP | MA | 1 | 1 | 1 | Solar Photovoltaic | SUN | PV | 7 | 2017 |  |  | (OP) Operating | Worcester
56769 | Consolidated Edison Development Inc. | CED Westfield Solar, LLC | IPP Non-CHP | MA | 2 | 2 | 2 | Solar Photovoltaic | SUN | PV | 8 | 2016 |  |  | (OP) Operating | Hampden
58661 | Sustainable Power Group, LLC | Southbridge Solar | Commercial Non-CHP | MA | 1.9 | 1.9 | 1.9 | Solar Photovoltaic | SUN | PV | 3 | 2016 |  |  | (OP) Operating | Worcester
60189 | SJA Solar, LLC | SJA Solar LLC-Solterra Monastery | IPP Non-CHP | MA | 20.1 | 20.1 | 20.1 | Solar Photovoltaic | SUN | PV | 12 | 2016 |  |  | (OP) Operating | Worcester
58519 | Clean Energy Collective LLC | Fairhaven C | IPP Non-CHP | MA | 1.6 | 1.6 | 1.6 | Solar Photovoltaic | SUN | PV | 5 | 2017 |  |  | (OP) Operating | Bristol
58519 | Clean Energy Collective LLC | West Bridgewater AB CSG | IPP Non-CHP | MA | 1.7 | 1.7 | 1.7 | Solar Photovoltaic | SUN | PV | 6 | 2017 |  |  | (OP) Operating | Plymouth
58519 | Clean Energy Collective LLC | Carver MA 1 | IPP Non-CHP | MA | 2 | 2 | 2 | Solar Photovoltaic | SUN | PV | 9 | 2016 |  |  | (OP) Operating | Plymouth
58519 | Clean Energy Collective LLC | Wareham MA 1 | IPP Non-CHP | MA | 2 | 2 | 2 | Solar Photovoltaic | SUN | PV | 9 | 2016 |  |  | (OP) Operating | Plymouth
60240 | SEC CRSD Solar One, LLC | Hardwick-Athol & Eagle Hill | IPP Non-CHP | MA | 2.8 | 2.8 | 2.8 | Solar Photovoltaic | SUN | PV | 7 | 2015 |  |  | (OP) Operating | Worcester
58519 | Clean Energy Collective LLC | Westport MA 1 | IPP Non-CHP | MA | 1.3 | 1.3 | 1.3 | Solar Photovoltaic | SUN | PV | 9 | 2016 |  |  | (OP) Operating | Bristol
58519 | Clean Energy Collective LLC | Westport MA 2 | IPP Non-CHP | MA | 1.2 | 1.2 | 1.2 | Solar Photovoltaic | SUN | PV | 9 | 2016 |  |  | (OP) Operating | Bristol
60281 | Altus Power America Management, LLC | Rail Trail | IPP Non-CHP | MA | 2 | 2 | 2 | Solar Photovoltaic | SUN | PV | 5 | 2016 |  |  | (OP) Operating | Berkshire
60281 | Altus Power America Management, LLC | Rising Paper | IPP Non-CHP | MA | 2.5 | 2.5 | 2.5 | Solar Photovoltaic | SUN | PV | 5 | 2016 |  |  | (OP) Operating | Berkshire
60281 | Altus Power America Management, LLC | Hampden | IPP Non-CHP | MA | 3.2 | 3.2 | 3.2 | Solar Photovoltaic | SUN | PV | 7 | 2015 |  |  | (OP) Operating | Hampden
60281 | Altus Power America Management, LLC | Shirley Water | IPP Non-CHP | MA | 2 | 2 | 2 | Solar Photovoltaic | SUN | PV | 8 | 2016 |  |  | (OP) Operating | Middlesex
60163 | Soltage LLC | Morin Solar 2013 LLC | IPP Non-CHP | MA | 4 | 4 | 4 | Solar Photovoltaic | SUN | PV | 12 | 2013 |  |  | (OP) Operating | Worcester
60163 | Soltage LLC | Brookfield Solar 2013 LLC | IPP Non-CHP | MA | 2 | 2 | 2 | Solar Photovoltaic | SUN | PV | 12 | 2013 |  |  | (OP) Operating | Worcester
60163 | Soltage LLC | WYM 1250 Palmer LLC | IPP Non-CHP | MA | 1 | 1 | 1 | Solar Photovoltaic | SUN | PV | 9 | 2013 |  |  | (OP) Operating | Hampden
60163 | Soltage LLC | Southern Sky Renew Energy Berkley LLC | IPP Non-CHP | MA | 3 | 3 | 3 | Solar Photovoltaic | SUN | PV | 6 | 2014 |  |  | (OP) Operating | Bristol
60369 | City of Worcester DPW | Worcester Landfill | IPP Non-CHP | MA | 6.5 | 6.5 | 6.5 | Solar Photovoltaic | SUN | PV | 5 | 2017 |  |  | (OP) Operating | Worcester
60365 | NRG Renew Canal 1 LLC | NRG Renew Canal 1 CSG LLC | IPP Non-CHP | MA | 1.2 | 1.2 | 1.2 | Solar Photovoltaic | SUN | PV | 6 | 2017 |  |  | (OP) Operating | Barnstable
60163 | Soltage LLC | West Brookfield Solar, LLC | IPP Non-CHP | MA | 1.4 | 1.4 | 1.4 | Solar Photovoltaic | SUN | PV | 1 | 2016 |  |  | (OP) Operating | Worcester
60281 | Altus Power America Management, LLC | Belchertown | IPP Non-CHP | MA | 1 | 1 | 1 | Solar Photovoltaic | SUN | PV | 12 | 2015 |  |  | (OP) Operating | Hampshire
56997 | Marina Energy LLC | Stone Hill Solar | IPP Non-CHP | MA | 2 | 2 | 2 | Solar Photovoltaic | SUN | PV | 7 | 2014 |  |  | (OP) Operating | Bristol
56997 | Marina Energy LLC | Bridgewater Solar | IPP Non-CHP | MA | 1.3 | 2 | 2 | Solar Photovoltaic | SUN | PV | 8 | 2015 |  |  | (OP) Operating | Plymouth
56997 | Marina Energy LLC | Bridgewater Solar | IPP Non-CHP | MA | 1 | 1 | 1 | Solar Photovoltaic | SUN | PV | 8 | 2015 |  |  | (OP) Operating | Plymouth
56997 | Marina Energy LLC | Holliston Solar | IPP Non-CHP | MA | 1 | 1 | 1 | Solar Photovoltaic | SUN | PV | 7 | 2015 |  |  | (OP) Operating | Middlesex
56997 | Marina Energy LLC | Wilmington Solar | IPP Non-CHP | MA | 2 | 2 | 2 | Solar Photovoltaic | SUN | PV | 11 | 2015 |  |  | (OP) Operating | Middlesex
56997 | Marina Energy LLC | Fall River Solar | IPP Non-CHP | MA | 2 | 2 | 2 | Solar Photovoltaic | SUN | PV | 2 | 2013 |  |  | (OP) Operating | Bristol
60281 | Altus Power America Management, LLC | Shirley Landfill | IPP Non-CHP | MA | 1 | 1 | 1 | Solar Photovoltaic | SUN | PV | 5 | 2017 |  |  | (OP) Operating | Middlesex
60281 | Altus Power America Management, LLC | DDR Shoppers World | IPP Non-CHP | MA | 1.3 | 1.3 | 1.3 | Solar Photovoltaic | SUN | PV | 11 | 2017 |  |  | (OP) Operating | Middlesex
60281 | Altus Power America Management, LLC | Meadow Solar | IPP Non-CHP | MA | 3 | 3 | 3 | Solar Photovoltaic | SUN | PV | 12 | 2016 |  |  | (OP) Operating | Suffolk
60281 | Altus Power America Management, LLC | Cedarville CSG | IPP Non-CHP | MA | 0.5 | 0.5 | 0.5 | Solar Photovoltaic | SUN | PV | 7 | 2017 |  |  | (OP) Operating | Plymouth
60281 | Altus Power America Management, LLC | Cedarville CSG | IPP Non-CHP | MA | 1 | 1 | 1 | Solar Photovoltaic | SUN | PV | 7 | 2017 |  |  | (OP) Operating | Plymouth
60281 | Altus Power America Management, LLC | Cedarville CSG | IPP Non-CHP | MA | 1 | 1 | 1 | Solar Photovoltaic | SUN | PV | 7 | 2017 |  |  | (OP) Operating | Plymouth
60461 | LSDP 11, LLC | Deerfield CSG Solar | IPP Non-CHP | MA | 6 | 6 | 6 | Solar Photovoltaic | SUN | PV | 12 | 2017 |  |  | (OP) Operating | Franklin
60479 | Iron Horse Solar 4, LLC | Iron Horse Solar 4, LLC | IPP Non-CHP | MA | 4.5 | 4.5 | 4.5 | Solar Photovoltaic | SUN | PV | 6 | 2017 |  |  | (OP) Operating | Middlesex
60947 | Tesla Inc. | Hampshire College | IPP Non-CHP | MA | 1.7 | 1.7 | 1.7 | Solar Photovoltaic | SUN | PV | 5 | 2017 |  |  | (OP) Operating | Hampshire
60947 | Tesla Inc. | Hampshire College | IPP Non-CHP | MA | 1.7 | 1.7 | 1.7 | Solar Photovoltaic | SUN | PV | 12 | 2017 |  |  | (OP) Operating | Hampshire
61132 | Syncarpha Lexington, LLC | Town of Lexington Solar | IPP Non-CHP | MA | 1.6 | 1.6 | 1.6 | Solar Photovoltaic | SUN | PV | 5 | 2017 |  |  | (OP) Operating | Middlesex
60510 | Conergy Projects, Inc. | Curtis Hill Solar | IPP Non-CHP | MA | 2 | 1.9 | 1.9 | Solar Photovoltaic | SUN | PV | 10 | 2016 |  |  | (OP) Operating | Worcester
60510 | Conergy Projects, Inc. | Depot Hill Solar | IPP Non-CHP | MA | 2 | 1.9 | 1.9 | Solar Photovoltaic | SUN | PV | 10 | 2016 |  |  | (OP) Operating | Worcester
60513 | Bird Machine Solar Farm, LLC | Bird Machine Solar Farm | IPP Non-CHP | MA | 4.6 | 4.6 | 4.6 | Solar Photovoltaic | SUN | PV | 8 | 2017 |  |  | (OP) Operating | Norfolk
60514 | Iron Horse Solar 1, LLC | Iron Horse Solar I CSG | IPP Non-CHP | MA | 2.9 | 2.9 | 2.9 | Solar Photovoltaic | SUN | PV | 12 | 2016 |  |  | (OP) Operating | Middlesex
60517 | 126 Grove Solar LLC | 126 Grove Solar LLC | IPP Non-CHP | MA | 2 | 2 | 2 | Solar Photovoltaic | SUN | PV | 6 | 2012 |  |  | (OP) Operating | Norfolk
60484 | Bashaw Solar 1, LLC | Bashaw Solar CSG 1, LLC | IPP Non-CHP | MA | 2 | 2 | 2 | Solar Photovoltaic | SUN | PV | 4 | 2017 |  |  | (OP) Operating | Essex
59232 | Kearsarge Solar LLC | Kearsarge Southwick LLC | IPP Non-CHP | MA | 3.3 | 3.3 | 3.3 | Solar Photovoltaic | SUN | PV | 3 | 2015 |  |  | (OP) Operating | Hampden
60529 | Sutton Solar, LLC | Sutton Solar CSG | IPP Non-CHP | MA | 1.9 | 1.9 | 1.6 | Solar Photovoltaic | SUN | PV | 11 | 2016 |  |  | (OP) Operating | Worcester
60530 | Nexamp Peak, LLC | Nexamp Peak CSG | IPP Non-CHP | MA | 2 | 1.7 | 1.2 | Solar Photovoltaic | SUN | PV | 12 | 2015 |  |  | (OP) Operating | Berkshire
60471 | Mt. Tom Solar, LLC | Mt. Tom Solar Project | IPP Non-CHP | MA | 4.5 | 4.5 | 4.5 | Solar Photovoltaic | SUN | PV | 1 | 2017 |  |  | (OP) Operating | Hampden
60541 | Ameresco Glendale Road Solar PV LLC | Northampton Landfill Solar PV | IPP Non-CHP | MA | 2.4 | 2.4 | 2.4 | Solar Photovoltaic | SUN | PV | 11 | 2017 |  |  | (OP) Operating | Hampshire
57081 | WGL Energy Systems, Inc | AIS Solar Project | IPP Non-CHP | MA | 2.5 | 2.5 | 2.5 | Solar Photovoltaic | SUN | PV | 12 | 2016 |  |  | (OP) Operating | Worcester
60649 | Redbrook Solar 1, LLC | Redbrook Community Solar 1 | IPP Non-CHP | MA | 4 | 4 | 4 | Solar Photovoltaic | SUN | PV | 10 | 2017 |  |  | (OP) Operating | Plymouth
60650 | Brook Street Solar 1, LLC | Brook Street Solar 1 CSG | IPP Non-CHP | MA | 5 | 5 | 5 | Solar Photovoltaic | SUN | PV | 8 | 2017 |  |  | (OP) Operating | Plymouth
60651 | Spring Street Solar 1, LLC | Spring Street Solar 1 CSG | IPP Non-CHP | MA | 2 | 2 | 2 | Solar Photovoltaic | SUN | PV | 3 | 2017 |  |  | (OP) Operating | Plymouth
60652 | Stafford St Solar 1, LLC | Stafford St Solar 1 CSG | IPP Non-CHP | MA | 2 | 2 | 2 | Solar Photovoltaic | SUN | PV | 12 | 2017 |  |  | (OP) Operating | Worcester
60654 | Stafford St Solar 3, LLC | Stafford St Solar 3 CSG | IPP Non-CHP | MA | 1 | 1 | 1 | Solar Photovoltaic | SUN | PV | 12 | 2017 |  |  | (OP) Operating | Worcester
60692 | Ameresco BWC Wading River LLC | BWC Wading River One, Two, Three CSG | IPP Non-CHP | MA | 3 | 3 | 3 | Solar Photovoltaic | SUN | PV | 11 | 2017 |  |  | (OP) Operating | Worcester
60710 | Marie's Way Solar I, LLC | Syncarpha Freetown | IPP Non-CHP | MA | 3.9 | 3.9 | 3.9 | Solar Photovoltaic | SUN | PV | 11 | 2016 |  |  | (OP) Operating | Bristol
60792 | BCC Solar III, LLC | Onset East Solar Facility | IPP Non-CHP | MA | 1 | 1 | 1 | Solar Photovoltaic | SUN | PV | 4 | 2016 |  |  | (OP) Operating | Plymouth
60792 | BCC Solar III, LLC | Onset West Solar Facility | IPP Non-CHP | MA | 1 | 1 | 1 | Solar Photovoltaic | SUN | PV | 4 | 2016 |  |  | (OP) Operating | Plymouth
60858 | 433 Purchase Solar NG, LLC | 433 Purchase Solar NG, LLC | IPP Non-CHP | MA | 2.5 | 2 | 0.5 | Solar Photovoltaic | SUN | PV | 4 | 2012 |  |  | (OP) Operating | Bristol
59254 | NuGen Capital Management | Old Wardour Solar | IPP Non-CHP | MA | 5.5 | 4.3 | 1.7 | Solar Photovoltaic | SUN | PV | 1 | 2016 |  |  | (OP) Operating | Worcester
59254 | NuGen Capital Management | Shuman Solar | IPP Non-CHP | MA | 2.2 | 2.2 | 2.2 | Solar Photovoltaic | SUN | PV | 4 | 2016 |  |  | (OP) Operating | Norfolk
59254 | NuGen Capital Management | Vuelta Solar | IPP Non-CHP | MA | 5.5 | 4.7 | 1.7 | Solar Photovoltaic | SUN | PV | 1 | 2016 |  |  | (OP) Operating | Worcester
60921 | Farley Road Solar, LLC | Farley Road Community Solar | IPP Non-CHP | MA | 1.9 | 1.9 | 1.5 | Solar Photovoltaic | SUN | PV | 8 | 2017 |  |  | (OP) Operating | Worcester
60922 | Belchertown Renewables, LLC | Belchertown Renewables Community Solar | IPP Non-CHP | MA | 4 | 4 | 3.2 | Solar Photovoltaic | SUN | PV | 3 | 2018 |  |  | (OP) Operating | Hampshire
60923 | Theodore Drive Solar, LLC | Theodore Drive Community Solar | IPP Non-CHP | MA | 1.5 | 1.5 | 1.2 | Solar Photovoltaic | SUN | PV | 3 | 2018 |  |  | (OP) Operating | Worcester
60924 | Upton Solar, LLC | Upton Community Solar | IPP Non-CHP | MA | 2 | 2 | 1.6 | Solar Photovoltaic | SUN | PV | 9 | 2017 |  |  | (OP) Operating | Worcester
60925 | Pleasantdale Road Solar, LLC | Pleasantdale Road Community Solar | IPP Non-CHP | MA | 1 | 1 | 0.8 | Solar Photovoltaic | SUN | PV | 9 | 2017 |  |  | (OP) Operating | Worcester
60926 | Hatfield Renewables, LLC | Hatfield Renewables Community Solar | IPP Non-CHP | MA | 1.9 | 1.9 | 1.5 | Solar Photovoltaic | SUN | PV | 9 | 2017 |  |  | (OP) Operating | Hampshire
60920 | Peterson Road Solar, LLC | Peterson Road Solar | IPP Non-CHP | MA | 2.5 | 2.5 | 2 | Solar Photovoltaic | SUN | PV | 4 | 2017 |  |  | (OP) Operating | Hampden
60919 | Sampson Road Solar, LLC | Sampson Road Community Solar | IPP Non-CHP | MA | 2 | 2 | 1.6 | Solar Photovoltaic | SUN | PV | 12 | 2017 |  |  | (OP) Operating | Worcester
60917 | Golden Hills Solar, LLC | Golden Hills Solar | IPP Non-CHP | MA | 4.7 | 4.7 | 3.8 | Solar Photovoltaic | SUN | PV | 9 | 2017 |  |  | (OP) Operating | Worcester
60979 | BWC Salmon Brook, LLC | Grafton PV | IPP Non-CHP | MA | 2.7 | 2.7 | 2.7 | Solar Photovoltaic | SUN | PV | 10 | 2016 |  |  | (OP) Operating | Worcester
60980 | BWC French River, LLC | Barrett PV | IPP Non-CHP | MA | 11.9 | 11.9 | 11.9 | Solar Photovoltaic | SUN | PV | 11 | 2016 |  |  | (OP) Operating | Worcester
57081 | WGL Energy Systems, Inc | MDFA Devens-Saratoga | IPP Non-CHP | MA | 2.5 | 2.5 | 2.5 | Solar Photovoltaic | SUN | PV | 3 | 2016 |  |  | (OP) Operating | Worcester
57319 | Constellation Solar Massachusetts LLC | Smith & Wesson at Springfield MA PV | IPP Non-CHP | MA | 1.9 | 1.4 | 1.4 | Solar Photovoltaic | SUN | PV | 7 | 2017 |  |  | (OP) Operating | Hampden
61009 | LSE Centaurus LLC | Centaurus Solar - MA | IPP Non-CHP | MA | 2.4 | 2.4 | 2.4 | Solar Photovoltaic | SUN | PV | 11 | 2016 |  |  | (OP) Operating | Middlesex
61011 | Kearsarge Bellingham LLC | Kearsarge Bellingham PV | IPP Non-CHP | MA | 2.9 | 2.9 | 2.9 | Solar Photovoltaic | SUN | PV | 12 | 2016 |  |  | (OP) Operating | Norfolk
61028 | LSE Cassiopeia LLC | Ashby Duffy CSG Solar Farm | IPP Non-CHP | MA | 1.8 | 1.8 | 1.8 | Solar Photovoltaic | SUN | PV | 12 | 2017 |  |  | (OP) Operating | Middlesex
20326 | Town of West Boylston - (MA) | West Boylston Community Shared Solar | Electric Utility | MA | 1.5 | 1.5 | 1.5 | Solar Photovoltaic | SUN | PV | 12 | 2016 |  |  | (OP) Operating | Worcester
61125 | 301 Chestnut Solar NG, LLC | 301 Chestnut Solar NG | IPP Non-CHP | MA | 4.3 | 4.3 | 1.7 | Solar Photovoltaic | SUN | PV | 4 | 2017 |  |  | (OP) Operating | Hampden
61146 | Ameresco, Inc - Weston | Weston Landfill Solar | IPP Non-CHP | MA | 1.8 | 1.8 | 1.8 | Solar Photovoltaic | SUN | PV | 3 | 2016 |  |  | (OP) Operating | Middlesex
61147 | Ameresco, Inc - Braintree | Braintree Landfill Solar | IPP Non-CHP | MA | 1 | 1 | 1 | Solar Photovoltaic | SUN | PV | 12 | 2014 |  |  | (OP) Operating | Norfolk
61148 | Ameresco, Inc - GELD | GELD Solar Farm | IPP Non-CHP | MA | 2.3 | 2.3 | 2.3 | Solar Photovoltaic | SUN | PV | 6 | 2016 |  |  | (OP) Operating | Middlesex
61151 | NRG DG Haverhill LLC | NRG DG Haverhill | IPP Non-CHP | MA | 4.2 | 4.2 | 4.2 | Solar Photovoltaic | SUN | PV | 9 | 2017 |  |  | (OP) Operating | Essex
61155 | NRG DG Crystal Spring LLC | NRG DG Crystal Spring | IPP Non-CHP | MA | 4.2 | 4.2 | 4.2 | Solar Photovoltaic | SUN | PV | 7 | 2017 |  |  | (OP) Operating | Plymouth
58871 | Citizens Enterprises Corporation | Falmouth Landfill Solar | IPP Non-CHP | MA | 3 | 3 | 3 | Solar Photovoltaic | SUN | PV | 4 | 2017 |  |  | (OP) Operating | Barnstable
61189 | NRG DG Foxborough Elm LLC | NRG DG Foxborough Elm CSG | IPP Non-CHP | MA | 2 | 2 | 2 | Solar Photovoltaic | SUN | PV | 8 | 2017 |  |  | (OP) Operating | Norfolk
61190 | Town of Foxborough - Landfill (SREC II) | Town of Foxborough - Landfill (SREC II) CSG | IPP Non-CHP | MA | 1.2 | 1.2 | 1.2 | Solar Photovoltaic | SUN | PV | 8 | 2017 |  |  | (OP) Operating | Norfolk
58871 | Citizens Enterprises Corporation | Citizens Agawam Landfill Solar | IPP Non-CHP | MA | 1.8 | 1.8 | 1.8 | Solar Photovoltaic | SUN | PV | 4 | 2017 |  |  | (OP) Operating | Hampden
58871 | Citizens Enterprises Corporation | Norton Landfill Solar | IPP Non-CHP | MA | 1.5 | 1.5 | 1.5 | Solar Photovoltaic | SUN | PV | 1 | 2017 |  |  | (OP) Operating | Bristol
58871 | Citizens Enterprises Corporation | Tyngsborough Solar | IPP Non-CHP | MA | 2.6 | 2.6 | 2.6 | Solar Photovoltaic | SUN | PV | 1 | 2017 |  |  | (OP) Operating | Middlesex
56769 | Consolidated Edison Development Inc. | CED Chicopee Solar | IPP Non-CHP | MA | 3 | 3 | 3 | Solar Photovoltaic | SUN | PV | 7 | 2017 |  |  | (OP) Operating | Hampden
56769 | Consolidated Edison Development Inc. | UMASS | IPP Non-CHP | MA | 4 | 4 | 4 | Solar Photovoltaic | SUN | PV | 10 | 2016 |  |  | (OP) Operating | Hampshire
61227 | Nautilus Solar Solutions | West Brookfield Solar - Gilbertsville Rd | IPP Non-CHP | MA | 4 | 4 | 3 | Solar Photovoltaic | SUN | PV | 6 | 2017 |  |  | (OP) Operating | Worcester
61233 | NRG DG Tufts Science LLC | NRG DG Tufts Science LLC | IPP Non-CHP | MA | 1 | 1 | 1 | Solar Photovoltaic | SUN | PV | 2 | 2017 |  |  | (OP) Operating | Worcester
61234 | NRG DG Dighton LLC | NRG DG Dighton LLC | IPP Non-CHP | MA | 3.1 | 3.1 | 3.1 | Solar Photovoltaic | SUN | PV | 7 | 2017 |  |  | (OP) Operating | Bristol
61231 | NRG DG Tufts Knoll LLC | NRG DG Tufts Knoll LLC | IPP Non-CHP | MA | 2 | 2 | 2 | Solar Photovoltaic | SUN | PV | 8 | 2017 |  |  | (OP) Operating | Worcester
61232 | NRG DG Webster LLC | NRG DG Webster LLC | IPP Non-CHP | MA | 1.3 | 1.3 | 1.3 | Solar Photovoltaic | SUN | PV | 12 | 2017 |  |  | (OP) Operating | Worcester
60584 | Onyx Asset Services Group | Onyx - Pembroke Landfill Solar | IPP Non-CHP | MA | 2.4 | 2.4 | 2.4 | Solar Photovoltaic | SUN | PV | 12 | 2017 |  |  | (OP) Operating | Plymouth
60584 | Onyx Asset Services Group | Onyx - Brockton - Thatcher Landfill Solar | IPP Non-CHP | MA | 3.7 | 3.7 | 3.7 | Solar Photovoltaic | SUN | PV | 11 | 2017 |  |  | (OP) Operating | Plymouth
58764 | Origis Energy USA, Inc | MA Solar Storage 1 | IPP Non-CHP | MA | 1.1 | 1.1 | 1.1 | Solar Photovoltaic | SUN | PV | 3 | 2017 |  |  | (OP) Operating | Worcester
58764 | Origis Energy USA, Inc | MA Solar Storage 1 | IPP Non-CHP | MA | 1.1 | 1.1 | 1.1 | Solar Photovoltaic | SUN | PV | 3 | 2017 |  |  | (OP) Operating | Worcester
58764 | Origis Energy USA, Inc | MA Solar Storage 1 | IPP Non-CHP | MA | 1.1 | 1.1 | 1.1 | Solar Photovoltaic | SUN | PV | 3 | 2017 |  |  | (OP) Operating | Worcester
61354 | Solten Plainville 6000, LLC | Solten Plainville 6000, LLC | IPP Non-CHP | MA | 4.9 | 4.9 | 4.9 | Solar Photovoltaic | SUN | PV | 8 | 2017 |  |  | (OP) Operating | Norfolk
61356 | Solten Randolph 4500, LLC | Randolph | IPP Non-CHP | MA | 3.8 | 3.8 | 3.8 | Solar Photovoltaic | SUN | PV | 11 | 2017 |  |  | (OP) Operating | Norfolk
59254 | NuGen Capital Management | East Acres Solar NG, LLC | IPP Non-CHP | MA | 5.8 | 5.8 | 2.8 | Solar Photovoltaic | SUN | PV | 4 | 2017 |  |  | (OP) Operating | Berkshire
61388 | Syncarpha Hancock I, LLC | Syncarpha Hancock I CSG | IPP Non-CHP | MA | 2 | 2 | 2 | Solar Photovoltaic | SUN | PV | 11 | 2017 |  |  | (OP) Operating | Berkshire
61389 | Syncarpha Hancock II, LLC | Syncarpha Hancock II CSG | IPP Non-CHP | MA | 2 | 2 | 2 | Solar Photovoltaic | SUN | PV | 11 | 2017 |  |  | (OP) Operating | Berkshire
61390 | Syncarpha Hancock III, LLC | Syncarpha Hancock III CSG | IPP Non-CHP | MA | 1 | 1 | 1 | Solar Photovoltaic | SUN | PV | 11 | 2017 |  |  | (OP) Operating | Berkshire
61392 | Syncarpha Still River, LLC | Syncarpha Still River, LLC | IPP Non-CHP | MA | 2 | 2 | 2 | Solar Photovoltaic | SUN | PV | 12 | 2016 |  |  | (OP) Operating | Worcester
61428 | Kearsarge Concord II LLC | Kearsarge Concord II | IPP Non-CHP | MA | 4.5 | 4.5 | 4.5 | Solar Photovoltaic | SUN | PV | 1 | 2017 |  |  | (OP) Operating | Middlesex
61426 | Kearsarge Granby LLC | Kearsarge Granby | IPP Non-CHP | MA | 0.5 | 0.5 | 0.5 | Solar Photovoltaic | SUN | PV | 3 | 2017 |  |  | (OP) Operating | Hampshire
61426 | Kearsarge Granby LLC | Kearsarge Granby | IPP Non-CHP | MA | 0.5 | 0.5 | 0.5 | Solar Photovoltaic | SUN | PV | 3 | 2017 |  |  | (OP) Operating | Hampshire
61426 | Kearsarge Granby LLC | Kearsarge Granby | IPP Non-CHP | MA | 0.5 | 0.5 | 0.5 | Solar Photovoltaic | SUN | PV | 3 | 2017 |  |  | (OP) Operating | Hampshire
61426 | Kearsarge Granby LLC | Kearsarge Granby | IPP Non-CHP | MA | 0.5 | 0.5 | 0.5 | Solar Photovoltaic | SUN | PV | 3 | 2017 |  |  | (OP) Operating | Hampshire
61426 | Kearsarge Granby LLC | Kearsarge Granby | IPP Non-CHP | MA | 0.5 | 0.5 | 0.5 | Solar Photovoltaic | SUN | PV | 3 | 2017 |  |  | (OP) Operating | Hampshire
14995 | Pinetree Power Fitchburg, LLC | Pinetree Power Fitchburg | IPP Non-CHP | MA | 18 | 16 | 16 | Wood/Wood Waste Biomass | WDS | ST | 8 | 1992 |  |  | (OP) Operating | Worcester

## MEonly
Entity ID | Entity Name | Plant Name | Sector | Plant State | Nameplate Capacity (MW) | Net Summer Capacity (MW) | Net Winter Capacity (MW) | Technology | Energy Source Code | Prime Mover Code | Operating Month | Operating Year | Planned Retirement Month | Planned Retirement Year | Status | County
39006 | Brookfield White Pine Hydro LLC | Charles E Monty | IPP Non-CHP | ME | 14.2 | 14 | 14 | Conventional Hydroelectric | WAT | HY | 1 | 1990 |  |  | (OP) Operating | Androscoggin
39006 | Brookfield White Pine Hydro LLC | Charles E Monty | IPP Non-CHP | ME | 14.2 | 14 | 14 | Conventional Hydroelectric | WAT | HY | 1 | 1990 |  |  | (OP) Operating | Androscoggin
1179 | Emera Maine | Eastport | Electric Utility | ME | 2 | 2 | 2.1 | Petroleum Liquids | DFO | IC | 8 | 1949 |  |  | (OP) Operating | Washington
59178 | Brookfield Black Bear Hydro, LLC | Ellsworth Hydro Station | IPP Non-CHP | ME | 2.5 | 2.6 | 2.5 | Conventional Hydroelectric | WAT | HY | 7 | 1924 |  |  | (OP) Operating | Hancock
59178 | Brookfield Black Bear Hydro, LLC | Ellsworth Hydro Station | IPP Non-CHP | ME | 2 | 2.1 | 2 | Conventional Hydroelectric | WAT | HY | 7 | 1938 |  |  | (OP) Operating | Hancock
59178 | Brookfield Black Bear Hydro, LLC | Ellsworth Hydro Station | IPP Non-CHP | ME | 2 | 2.1 | 2 | Conventional Hydroelectric | WAT | HY | 7 | 1938 |  |  | (OP) Operating | Hancock
59178 | Brookfield Black Bear Hydro, LLC | Ellsworth Hydro Station | IPP Non-CHP | ME | 2.4 | 2.5 | 2.4 | Conventional Hydroelectric | WAT | HY | 7 | 1924 |  |  | (OP) Operating | Hancock
59178 | Brookfield Black Bear Hydro, LLC | Milford Hydro Station | IPP Non-CHP | ME | 0.7 | 0.7 | 0.7 | Conventional Hydroelectric | WAT | HY | 11 | 2011 |  |  | (OP) Operating | Penobscot
59178 | Brookfield Black Bear Hydro, LLC | Milford Hydro Station | IPP Non-CHP | ME | 0.7 | 0.7 | 0.7 | Conventional Hydroelectric | WAT | HY | 11 | 2011 |  |  | (OP) Operating | Penobscot
59178 | Brookfield Black Bear Hydro, LLC | Milford Hydro Station | IPP Non-CHP | ME | 1.6 | 1.6 | 1.6 | Conventional Hydroelectric | WAT | HY | 7 | 1956 |  |  | (OP) Operating | Penobscot
59178 | Brookfield Black Bear Hydro, LLC | Milford Hydro Station | IPP Non-CHP | ME | 1.6 | 1.6 | 1.6 | Conventional Hydroelectric | WAT | HY | 7 | 1946 |  |  | (OP) Operating | Penobscot
59178 | Brookfield Black Bear Hydro, LLC | Milford Hydro Station | IPP Non-CHP | ME | 1.6 | 1.6 | 1.6 | Conventional Hydroelectric | WAT | HY | 7 | 1941 |  |  | (OP) Operating | Penobscot
59178 | Brookfield Black Bear Hydro, LLC | Milford Hydro Station | IPP Non-CHP | ME | 1.6 | 1.6 | 1.6 | Conventional Hydroelectric | WAT | HY | 7 | 1942 |  |  | (OP) Operating | Penobscot
59178 | Brookfield Black Bear Hydro, LLC | Stillwater Hydro Station | IPP Non-CHP | ME | 0.4 | 0.5 | 0.5 | Conventional Hydroelectric | WAT | HY | 1 | 1913 |  |  | (OP) Operating | Penobscot
59178 | Brookfield Black Bear Hydro, LLC | Stillwater Hydro Station | IPP Non-CHP | ME | 0.4 | 0.5 | 0.5 | Conventional Hydroelectric | WAT | HY | 1 | 1913 |  |  | (OP) Operating | Penobscot
59178 | Brookfield Black Bear Hydro, LLC | Stillwater Hydro Station | IPP Non-CHP | ME | 0.4 | 0.5 | 0.5 | Conventional Hydroelectric | WAT | HY | 1 | 1916 |  |  | (OP) Operating | Penobscot
59178 | Brookfield Black Bear Hydro, LLC | Stillwater Hydro Station | IPP Non-CHP | ME | 0.6 | 0.6 | 0.6 | Conventional Hydroelectric | WAT | HY | 1 | 1929 |  |  | (OP) Operating | Penobscot
39006 | Brookfield White Pine Hydro LLC | Androscoggin 3 | IPP Non-CHP | ME | 3.6 | 3.4 | 3.3 | Conventional Hydroelectric | WAT | HY | 1 | 1928 |  |  | (OP) Operating | Androscoggin
39006 | Brookfield White Pine Hydro LLC | Bar Mills | IPP Non-CHP | ME | 2 | 2 | 2 | Conventional Hydroelectric | WAT | HY | 1 | 1956 |  |  | (OP) Operating | York
39006 | Brookfield White Pine Hydro LLC | Bar Mills | IPP Non-CHP | ME | 2 | 2 | 2 | Conventional Hydroelectric | WAT | HY | 1 | 1956 |  |  | (OP) Operating | York
39006 | Brookfield White Pine Hydro LLC | Bonny Eagle | IPP Non-CHP | ME | 1.2 | 1.5 | 1.5 | Conventional Hydroelectric | WAT | HY | 1 | 1910 |  |  | (OP) Operating | York
39006 | Brookfield White Pine Hydro LLC | Bonny Eagle | IPP Non-CHP | ME | 1.2 | 1.5 | 1.5 | Conventional Hydroelectric | WAT | HY | 1 | 1910 |  |  | (OP) Operating | York
39006 | Brookfield White Pine Hydro LLC | Bonny Eagle | IPP Non-CHP | ME | 1.2 | 1.5 | 1.5 | Conventional Hydroelectric | WAT | HY | 1 | 1910 |  |  | (OP) Operating | York
39006 | Brookfield White Pine Hydro LLC | Bonny Eagle | IPP Non-CHP | ME | 1.2 | 1.5 | 1.5 | Conventional Hydroelectric | WAT | HY | 1 | 1910 |  |  | (OP) Operating | York
39006 | Brookfield White Pine Hydro LLC | Bonny Eagle | IPP Non-CHP | ME | 1.2 | 1.5 | 1.5 | Conventional Hydroelectric | WAT | HY | 1 | 1910 |  |  | (OP) Operating | York
39006 | Brookfield White Pine Hydro LLC | Bonny Eagle | IPP Non-CHP | ME | 1.2 | 1.5 | 1.5 | Conventional Hydroelectric | WAT | HY | 1 | 1910 |  |  | (OP) Operating | York
39006 | Brookfield White Pine Hydro LLC | Brunswick Hydro | IPP Non-CHP | ME | 12.6 | 13 | 13 | Conventional Hydroelectric | WAT | HY | 3 | 1982 |  |  | (OP) Operating | Cumberland
39006 | Brookfield White Pine Hydro LLC | Brunswick Hydro | IPP Non-CHP | ME | 3.5 | 3.5 | 3.5 | Conventional Hydroelectric | WAT | HY | 4 | 1983 |  |  | (OP) Operating | Cumberland
39006 | Brookfield White Pine Hydro LLC | Brunswick Hydro | IPP Non-CHP | ME | 3.5 | 3.5 | 3.5 | Conventional Hydroelectric | WAT | HY | 4 | 1983 |  |  | (OP) Operating | Cumberland
14876 | FPL Energy Cape LLC | Cape Gas Turbine | IPP Non-CHP | ME | 17.5 | 16 | 20 | Petroleum Liquids | DFO | GT | 1 | 1970 |  |  | (OP) Operating | Cumberland
14876 | FPL Energy Cape LLC | Cape Gas Turbine | IPP Non-CHP | ME | 17.5 | 16 | 20 | Petroleum Liquids | DFO | GT | 1 | 1970 |  |  | (OP) Operating | Cumberland
39006 | Brookfield White Pine Hydro LLC | Cataract Hydro | IPP Non-CHP | ME | 6.6 | 8 | 8 | Conventional Hydroelectric | WAT | HY | 1 | 1937 |  |  | (OP) Operating | York
39006 | Brookfield White Pine Hydro LLC | Deer Rips | IPP Non-CHP | ME | 0.6 | 0.7 | 0.7 | Conventional Hydroelectric | WAT | HY | 1 | 1903 |  |  | (OP) Operating | Androscoggin
39006 | Brookfield White Pine Hydro LLC | Deer Rips | IPP Non-CHP | ME | 0.6 | 0.7 | 0.7 | Conventional Hydroelectric | WAT | HY | 1 | 1903 |  |  | (OP) Operating | Androscoggin
39006 | Brookfield White Pine Hydro LLC | Deer Rips | IPP Non-CHP | ME | 0.9 | 0.8 | 0.8 | Conventional Hydroelectric | WAT | HY | 1 | 1906 |  |  | (OP) Operating | Androscoggin
39006 | Brookfield White Pine Hydro LLC | Deer Rips | IPP Non-CHP | ME | 0.8 | 0.7 | 0.7 | Conventional Hydroelectric | WAT | HY | 1 | 1911 |  |  | (OP) Operating | Androscoggin
39006 | Brookfield White Pine Hydro LLC | Deer Rips | IPP Non-CHP | ME | 0.8 | 0.7 | 0.7 | Conventional Hydroelectric | WAT | HY | 1 | 1913 |  |  | (OP) Operating | Androscoggin
39006 | Brookfield White Pine Hydro LLC | Deer Rips | IPP Non-CHP | ME | 1.8 | 1.7 | 1.7 | Conventional Hydroelectric | WAT | HY | 1 | 1919 |  |  | (OP) Operating | Androscoggin
39006 | Brookfield White Pine Hydro LLC | Deer Rips | IPP Non-CHP | ME | 1 | 0.9 | 0.9 | Conventional Hydroelectric | WAT | HY | 1 | 1924 |  |  | (OP) Operating | Androscoggin
39006 | Brookfield White Pine Hydro LLC | Gulf Island | IPP Non-CHP | ME | 6.4 | 7.2 | 7.2 | Conventional Hydroelectric | WAT | HY | 1 | 1926 |  |  | (OP) Operating | Androscoggin
39006 | Brookfield White Pine Hydro LLC | Gulf Island | IPP Non-CHP | ME | 6.4 | 8.1 | 8.1 | Conventional Hydroelectric | WAT | HY | 1 | 1926 |  |  | (OP) Operating | Androscoggin
39006 | Brookfield White Pine Hydro LLC | Gulf Island | IPP Non-CHP | ME | 6.4 | 7.9 | 7.9 | Conventional Hydroelectric | WAT | HY | 1 | 1926 |  |  | (OP) Operating | Androscoggin
39006 | Brookfield White Pine Hydro LLC | Harris Hydro | IPP Non-CHP | ME | 15 | 16.8 | 16.8 | Conventional Hydroelectric | WAT | HY | 1 | 1954 |  |  | (OP) Operating | Somerset
39006 | Brookfield White Pine Hydro LLC | Harris Hydro | IPP Non-CHP | ME | 30 | 35 | 34.9 | Conventional Hydroelectric | WAT | HY | 1 | 1954 |  |  | (OP) Operating | Somerset
39006 | Brookfield White Pine Hydro LLC | Harris Hydro | IPP Non-CHP | ME | 30 | 34.2 | 34.2 | Conventional Hydroelectric | WAT | HY | 1 | 1955 |  |  | (OP) Operating | Somerset
39006 | Brookfield White Pine Hydro LLC | Harris Hydro | IPP Non-CHP | ME | 1.4 | 1.4 | 1.4 | Conventional Hydroelectric | WAT | HY | 1 | 1955 |  |  | (OP) Operating | Somerset
39006 | Brookfield White Pine Hydro LLC | Hiram | IPP Non-CHP | ME | 2.4 | 3.1 | 3.1 | Conventional Hydroelectric | WAT | HY | 1 | 1917 |  |  | (OP) Operating | Cumberland
39006 | Brookfield White Pine Hydro LLC | Hiram | IPP Non-CHP | ME | 8.1 | 8.5 | 8.5 | Conventional Hydroelectric | WAT | HY | 1 | 1985 |  |  | (OP) Operating | Cumberland
56854 | Messalonskee Stream Hydro LLC | Messalonskee 2 (Oakland) | IPP Non-CHP | ME | 2.8 | 2.8 | 2.8 | Conventional Hydroelectric | WAT | HY | 1 | 1924 |  |  | (OP) Operating | Kennebec
56854 | Messalonskee Stream Hydro LLC | Messalonskee 3 | IPP Non-CHP | ME | 1.6 | 1.6 | 1.6 | Conventional Hydroelectric | WAT | HY | 1 | 1918 |  |  | (OP) Operating | Kennebec
56854 | Messalonskee Stream Hydro LLC | Messalonskee 5 | IPP Non-CHP | ME | 1.8 | 1.8 | 1.8 | Conventional Hydroelectric | WAT | HY | 1 | 1935 |  |  | (OP) Operating | Kennebec
39006 | Brookfield White Pine Hydro LLC | North Gorham | IPP Non-CHP | ME | 1.1 | 1 | 1 | Conventional Hydroelectric | WAT | HY | 1 | 1925 |  |  | (OP) Operating | Cumberland
39006 | Brookfield White Pine Hydro LLC | North Gorham | IPP Non-CHP | ME | 1.1 | 1 | 1 | Conventional Hydroelectric | WAT | HY | 1 | 1925 |  |  | (OP) Operating | Cumberland
39006 | Brookfield White Pine Hydro LLC | Shawmut | IPP Non-CHP | ME | 0.7 | 0.9 | 0.9 | Conventional Hydroelectric | WAT | HY | 1 | 1913 |  |  | (OP) Operating | Somerset
39006 | Brookfield White Pine Hydro LLC | Shawmut | IPP Non-CHP | ME | 0.7 | 0.9 | 0.9 | Conventional Hydroelectric | WAT | HY | 1 | 1913 |  |  | (OP) Operating | Somerset
39006 | Brookfield White Pine Hydro LLC | Shawmut | IPP Non-CHP | ME | 0.7 | 0.9 | 0.9 | Conventional Hydroelectric | WAT | HY | 1 | 1913 |  |  | (OP) Operating | Somerset
39006 | Brookfield White Pine Hydro LLC | Shawmut | IPP Non-CHP | ME | 0.7 | 0.9 | 0.9 | Conventional Hydroelectric | WAT | HY | 1 | 1913 |  |  | (OP) Operating | Somerset
39006 | Brookfield White Pine Hydro LLC | Shawmut | IPP Non-CHP | ME | 0.7 | 0.9 | 0.9 | Conventional Hydroelectric | WAT | HY | 1 | 1913 |  |  | (OP) Operating | Somerset
39006 | Brookfield White Pine Hydro LLC | Shawmut | IPP Non-CHP | ME | 0.9 | 0.9 | 0.9 | Conventional Hydroelectric | WAT | HY | 1 | 1921 |  |  | (OP) Operating | Somerset
39006 | Brookfield White Pine Hydro LLC | Shawmut | IPP Non-CHP | ME | 2.2 | 1.9 | 1.9 | Conventional Hydroelectric | WAT | HY | 1 | 1982 |  |  | (OP) Operating | Somerset
39006 | Brookfield White Pine Hydro LLC | Shawmut | IPP Non-CHP | ME | 2.2 | 1.9 | 1.9 | Conventional Hydroelectric | WAT | HY | 1 | 1982 |  |  | (OP) Operating | Somerset
39006 | Brookfield White Pine Hydro LLC | Skelton | IPP Non-CHP | ME | 8.4 | 10.8 | 10.8 | Conventional Hydroelectric | WAT | HY | 1 | 1948 |  |  | (OP) Operating | York
39006 | Brookfield White Pine Hydro LLC | Skelton | IPP Non-CHP | ME | 8.4 | 10.8 | 10.8 | Conventional Hydroelectric | WAT | HY | 1 | 1948 |  |  | (OP) Operating | York
31719 | FPL Energy Wyman LLC | William F Wyman | IPP Non-CHP | ME | 50 | 50.1 | 49.5 | Petroleum Liquids | RFO | ST | 1 | 1957 |  |  | (OP) Operating | Cumberland
31719 | FPL Energy Wyman LLC | William F Wyman | IPP Non-CHP | ME | 50 | 47.8 | 52.8 | Petroleum Liquids | RFO | ST | 1 | 1958 |  |  | (OP) Operating | Cumberland
31719 | FPL Energy Wyman LLC | William F Wyman | IPP Non-CHP | ME | 113.6 | 110.9 | 113.8 | Petroleum Liquids | RFO | ST | 1 | 1965 |  |  | (OP) Operating | Cumberland
31719 | FPL Energy Wyman LLC | William F Wyman | IPP Non-CHP | ME | 632.4 | 602.1 | 605.8 | Petroleum Liquids | RFO | ST | 1 | 1978 |  |  | (OP) Operating | Cumberland
31719 | FPL Energy Wyman LLC | William F Wyman | IPP Non-CHP | ME | 16.7 | 16.2 | 16.2 | Batteries | MWH | BA | 12 | 2016 |  |  | (OP) Operating | Cumberland
39006 | Brookfield White Pine Hydro LLC | West Buxton | IPP Non-CHP | ME | 0.6 | 0.6 | 0.6 | Conventional Hydroelectric | WAT | HY | 1 | 1982 |  |  | (OP) Operating | York
39006 | Brookfield White Pine Hydro LLC | West Buxton | IPP Non-CHP | ME | 0.6 | 0.6 | 0.6 | Conventional Hydroelectric | WAT | HY | 1 | 1982 |  |  | (OP) Operating | York
39006 | Brookfield White Pine Hydro LLC | West Buxton | IPP Non-CHP | ME | 1.1 | 1.1 | 1.1 | Conventional Hydroelectric | WAT | HY | 1 | 1920 |  |  | (OP) Operating | York
39006 | Brookfield White Pine Hydro LLC | West Buxton | IPP Non-CHP | ME | 0.7 | 0.7 | 0.7 | Conventional Hydroelectric | WAT | HY | 1 | 1907 |  |  | (OP) Operating | York
39006 | Brookfield White Pine Hydro LLC | West Buxton | IPP Non-CHP | ME | 0.7 | 0.7 | 0.7 | Conventional Hydroelectric | WAT | HY | 1 | 1904 |  |  | (OP) Operating | York
39006 | Brookfield White Pine Hydro LLC | West Buxton | IPP Non-CHP | ME | 4 | 4 | 4 | Conventional Hydroelectric | WAT | HY | 1 | 1927 |  |  | (OP) Operating | York
39006 | Brookfield White Pine Hydro LLC | Weston Hydro | IPP Non-CHP | ME | 3 | 3.3 | 3.3 | Conventional Hydroelectric | WAT | HY | 1 | 1921 |  |  | (OP) Operating | Somerset
39006 | Brookfield White Pine Hydro LLC | Weston Hydro | IPP Non-CHP | ME | 3 | 3.3 | 3.3 | Conventional Hydroelectric | WAT | HY | 1 | 1920 |  |  | (OP) Operating | Somerset
39006 | Brookfield White Pine Hydro LLC | Weston Hydro | IPP Non-CHP | ME | 3 | 3.3 | 3.3 | Conventional Hydroelectric | WAT | HY | 1 | 1921 |  |  | (OP) Operating | Somerset
39006 | Brookfield White Pine Hydro LLC | Weston Hydro | IPP Non-CHP | ME | 3 | 3.3 | 3.3 | Conventional Hydroelectric | WAT | HY | 1 | 1923 |  |  | (OP) Operating | Somerset
39006 | Brookfield White Pine Hydro LLC | Williams Hydro | IPP Non-CHP | ME | 7 | 8.2 | 8.2 | Conventional Hydroelectric | WAT | HY | 1 | 1939 |  |  | (OP) Operating | Somerset
39006 | Brookfield White Pine Hydro LLC | Williams Hydro | IPP Non-CHP | ME | 6 | 6.7 | 6.7 | Conventional Hydroelectric | WAT | HY | 1 | 1950 |  |  | (OP) Operating | Somerset
39006 | Brookfield White Pine Hydro LLC | Wyman Hydro | IPP Non-CHP | ME | 24 | 29.4 | 29.4 | Conventional Hydroelectric | WAT | HY | 1 | 1930 |  |  | (OP) Operating | Somerset
39006 | Brookfield White Pine Hydro LLC | Wyman Hydro | IPP Non-CHP | ME | 24 | 29.9 | 29.9 | Conventional Hydroelectric | WAT | HY | 1 | 1931 |  |  | (OP) Operating | Somerset
39006 | Brookfield White Pine Hydro LLC | Wyman Hydro | IPP Non-CHP | ME | 24 | 29.2 | 29.2 | Conventional Hydroelectric | WAT | HY | 1 | 1940 |  |  | (OP) Operating | Somerset
60160 | Merlin One LLC | Caribou Generation Station | IPP Non-CHP | ME | 0.4 | 0.4 | 0.4 | Conventional Hydroelectric | WAT | HY | 6 | 1926 |  |  | (OP) Operating | Aroostook
60160 | Merlin One LLC | Caribou Generation Station | IPP Non-CHP | ME | 0.4 | 0.4 | 0.4 | Conventional Hydroelectric | WAT | HY | 6 | 1926 |  |  | (OP) Operating | Aroostook
12401 | Merimil Ltd Partnership | Lockwood Hydroelectric Facility | IPP Non-CHP | ME | 0.8 | 0.7 | 0.7 | Conventional Hydroelectric | WAT | HY | 10 | 1985 |  |  | (OP) Operating | Kennebec
12401 | Merimil Ltd Partnership | Lockwood Hydroelectric Facility | IPP Non-CHP | ME | 0.8 | 0.7 | 0.7 | Conventional Hydroelectric | WAT | HY | 10 | 1985 |  |  | (OP) Operating | Kennebec
12401 | Merimil Ltd Partnership | Lockwood Hydroelectric Facility | IPP Non-CHP | ME | 0.8 | 0.7 | 0.7 | Conventional Hydroelectric | WAT | HY | 10 | 1985 |  |  | (OP) Operating | Kennebec
12401 | Merimil Ltd Partnership | Lockwood Hydroelectric Facility | IPP Non-CHP | ME | 0.8 | 0.7 | 0.7 | Conventional Hydroelectric | WAT | HY | 10 | 1985 |  |  | (OP) Operating | Kennebec
12401 | Merimil Ltd Partnership | Lockwood Hydroelectric Facility | IPP Non-CHP | ME | 0.8 | 0.7 | 0.7 | Conventional Hydroelectric | WAT | HY | 10 | 1985 |  |  | (OP) Operating | Kennebec
12401 | Merimil Ltd Partnership | Lockwood Hydroelectric Facility | IPP Non-CHP | ME | 0.8 | 0.7 | 0.7 | Conventional Hydroelectric | WAT | HY | 10 | 1985 |  |  | (OP) Operating | Kennebec
12401 | Merimil Ltd Partnership | Lockwood Hydroelectric Facility | IPP Non-CHP | ME | 2.4 | 2.2 | 2.2 | Conventional Hydroelectric | WAT | HY | 10 | 1988 |  |  | (OP) Operating | Kennebec
11451 | Madison Paper Industries Inc | Anson Abenaki Hydros | Industrial CHP | ME | 3 | 2.2 | 2.2 | Conventional Hydroelectric | WAT | HY | 5 | 1983 |  |  | (OP) Operating | Somerset
11451 | Madison Paper Industries Inc | Anson Abenaki Hydros | Industrial CHP | ME | 2.7 | 2.2 | 2.2 | Conventional Hydroelectric | WAT | HY | 9 | 1980 |  |  | (OP) Operating | Somerset
11451 | Madison Paper Industries Inc | Anson Abenaki Hydros | Industrial CHP | ME | 3 | 2.2 | 2.2 | Conventional Hydroelectric | WAT | HY | 4 | 1983 |  |  | (OP) Operating | Somerset
11451 | Madison Paper Industries Inc | Anson Abenaki Hydros | Industrial CHP | ME | 3 | 2.2 | 2.2 | Conventional Hydroelectric | WAT | HY | 4 | 1983 |  |  | (OP) Operating | Somerset
11451 | Madison Paper Industries Inc | Anson Abenaki Hydros | Industrial CHP | ME | 2.5 | 2.2 | 2.2 | Conventional Hydroelectric | WAT | HY | 7 | 1961 |  |  | (OP) Operating | Somerset
11451 | Madison Paper Industries Inc | Anson Abenaki Hydros | Industrial CHP | ME | 3 | 2.6 | 2.6 | Conventional Hydroelectric | WAT | HY | 4 | 2008 |  |  | (OP) Operating | Somerset
11451 | Madison Paper Industries Inc | Anson Abenaki Hydros | Industrial CHP | ME | 2.5 | 2.2 | 2.2 | Conventional Hydroelectric | WAT | HY | 1 | 1950 |  |  | (OP) Operating | Somerset
11451 | Madison Paper Industries Inc | Anson Abenaki Hydros | Industrial CHP | ME | 0.3 | 0.3 | 0.3 | Conventional Hydroelectric | WAT | HY | 8 | 1989 |  |  | (OP) Operating | Somerset
11451 | Madison Paper Industries Inc | Anson Abenaki Hydros | Industrial CHP | ME | 1.8 | 1.8 | 1.8 | Conventional Hydroelectric | WAT | HY | 9 | 1984 |  |  | (OP) Operating | Somerset
11451 | Madison Paper Industries Inc | Anson Abenaki Hydros | Industrial CHP | ME | 1.8 | 1.8 | 1.8 | Conventional Hydroelectric | WAT | HY | 9 | 1984 |  |  | (OP) Operating | Somerset
11451 | Madison Paper Industries Inc | Anson Abenaki Hydros | Industrial CHP | ME | 1.8 | 1.8 | 1.8 | Conventional Hydroelectric | WAT | HY | 9 | 1984 |  |  | (OP) Operating | Somerset
11451 | Madison Paper Industries Inc | Anson Abenaki Hydros | Industrial CHP | ME | 1.8 | 1.8 | 1.8 | Conventional Hydroelectric | WAT | HY | 9 | 1984 |  |  | (OP) Operating | Somerset
11451 | Madison Paper Industries Inc | Anson Abenaki Hydros | Industrial CHP | ME | 1.8 | 1.8 | 1.8 | Conventional Hydroelectric | WAT | HY | 9 | 1984 |  |  | (OP) Operating | Somerset
59178 | Brookfield Black Bear Hydro, LLC | West Enfield Hydro | IPP Non-CHP | ME | 6.5 | 4.4 | 4.4 | Conventional Hydroelectric | WAT | HY | 4 | 1988 |  |  | (OP) Operating | Penobscot
59178 | Brookfield Black Bear Hydro, LLC | West Enfield Hydro | IPP Non-CHP | ME | 6.5 | 5.1 | 5.1 | Conventional Hydroelectric | WAT | HY | 4 | 1988 |  |  | (OP) Operating | Penobscot
57432 | ReEnergy Livermore Falls | ReEnergy Livermore Falls | IPP Non-CHP | ME | 39.6 | 36 | 36 | Wood/Wood Waste Biomass | WDS | ST | 8 | 1992 |  |  | (OP) Operating | Androscoggin
1981 | ReEnergy Ashland LLC | ReEnergy Ashland | IPP Non-CHP | ME | 39.6 | 37 | 38 | Wood/Wood Waste Biomass | WDS | ST | 8 | 1993 |  |  | (OP) Operating | Aroostook
50083 | Brookfield Power New England | Rumford Falls Hydro Facility | IPP Non-CHP | ME | 8.1 | 8.1 | 8.1 | Conventional Hydroelectric | WAT | HY | 1 | 1918 |  |  | (OP) Operating | Oxford
50083 | Brookfield Power New England | Rumford Falls Hydro Facility | IPP Non-CHP | ME | 8.1 | 8.1 | 8.1 | Conventional Hydroelectric | WAT | HY | 1 | 1918 |  |  | (OP) Operating | Oxford
50083 | Brookfield Power New England | Rumford Falls Hydro Facility | IPP Non-CHP | ME | 8.8 | 8.8 | 8.8 | Conventional Hydroelectric | WAT | HY | 1 | 1926 |  |  | (OP) Operating | Oxford
50083 | Brookfield Power New England | Rumford Falls Hydro Facility | IPP Non-CHP | ME | 7.6 | 7.6 | 7.6 | Conventional Hydroelectric | WAT | HY | 10 | 1954 |  |  | (OP) Operating | Oxford
50083 | Brookfield Power New England | Rumford Falls Hydro Facility | IPP Non-CHP | ME | 7.6 | 7.6 | 7.6 | Conventional Hydroelectric | WAT | HY | 10 | 1954 |  |  | (OP) Operating | Oxford
60999 | Catalyst Paper Operations, Inc | Rumford Cogeneration | IPP CHP | ME | 102.6 | 85 | 95 | Wood/Wood Waste Biomass | BLQ | ST | 1 | 1990 |  |  | (OP) Operating | Oxford
55753 | Essex Hydro Associates LLC | Benton Falls Associates | IPP Non-CHP | ME | 3.5 | 3.3 | 3.2 | Conventional Hydroelectric | WAT | HY | 12 | 1987 |  |  | (OP) Operating | Kennebec
55753 | Essex Hydro Associates LLC | Benton Falls Associates | IPP Non-CHP | ME | 0.7 | 0.7 | 0.6 | Conventional Hydroelectric | WAT | HY | 12 | 1987 |  |  | (OP) Operating | Kennebec
2179 | Brassua Hydroelectric LP | Brassua Hydroelectric Project | IPP Non-CHP | ME | 3.6 | 3.6 | 3.6 | Conventional Hydroelectric | WAT | HY | 9 | 1989 |  |  | (OP) Operating | Somerset
5232 | Woodland Pulp LLC | Domtar - Woodland Mill | Industrial CHP | ME | 3 | 2.9 | 2.8 | Conventional Hydroelectric | WAT | HY | 6 | 1912 |  |  | (OP) Operating | Washington
5232 | Woodland Pulp LLC | Domtar - Woodland Mill | Industrial CHP | ME | 3.3 | 3.1 | 3 | Conventional Hydroelectric | WAT | HY | 6 | 1929 |  |  | (OP) Operating | Washington
5232 | Woodland Pulp LLC | Domtar - Woodland Mill | Industrial CHP | ME | 1.6 | 1.5 | 1.5 | Conventional Hydroelectric | WAT | HY | 6 | 1970 |  |  | (OP) Operating | Washington
5232 | Woodland Pulp LLC | Domtar - Woodland Mill | Industrial CHP | ME | 2 | 1.9 | 1.8 | Conventional Hydroelectric | WAT | HY | 6 | 1970 |  |  | (OP) Operating | Washington
5232 | Woodland Pulp LLC | Domtar - Woodland Mill | Industrial CHP | ME | 2 | 1.9 | 1.8 | Conventional Hydroelectric | WAT | HY | 6 | 1970 |  |  | (OP) Operating | Washington
5232 | Woodland Pulp LLC | Domtar - Woodland Mill | Industrial CHP | ME | 23 | 26 | 26 | Wood/Wood Waste Biomass | BLQ | ST | 3 | 1966 |  |  | (OP) Operating | Washington
5232 | Woodland Pulp LLC | Domtar - Woodland Mill | Industrial CHP | ME | 26.8 | 20 | 20 | Wood/Wood Waste Biomass | BLQ | ST | 3 | 1970 |  |  | (OP) Operating | Washington
56838 | KEI (Maine) Power Management (III) LLC | Barker Lower | IPP Non-CHP | ME | 1.5 | 1.5 | 1.5 | Conventional Hydroelectric | WAT | HY | 4 | 1986 |  |  | (OP) Operating | Androscoggin
56402 | Covanta Maine LLC | Indeck West Enfield Energy Center | IPP Non-CHP | ME | 27.5 | 20.4 | 21.4 | Wood/Wood Waste Biomass | WDS | ST | 12 | 1987 |  |  | (OP) Operating | Penobscot
22219 | Mid-Maine Waste Action Corp | MMWAC Resource Recovery Facility | Commercial Non-CHP | ME | 5 | 2.7 | 2.7 | Municipal Solid Waste | MSW | ST | 6 | 1992 |  |  | (OP) Operating | Androscoggin
57280 | Eagle Creek RE LLC | International Paper Jay Hydro | Industrial Non-CHP | ME | 0.5 | 0.5 | 0.5 | Conventional Hydroelectric | WAT | HY | 1 | 1912 |  |  | (OP) Operating | Franklin
57280 | Eagle Creek RE LLC | International Paper Jay Hydro | Industrial Non-CHP | ME | 0.5 | 0.5 | 0.5 | Conventional Hydroelectric | WAT | HY | 1 | 1912 |  |  | (OP) Operating | Franklin
57280 | Eagle Creek RE LLC | International Paper Jay Hydro | Industrial Non-CHP | ME | 0.5 | 0.5 | 0.5 | Conventional Hydroelectric | WAT | HY | 1 | 1912 |  |  | (OP) Operating | Franklin
57280 | Eagle Creek RE LLC | International Paper Jay Hydro | Industrial Non-CHP | ME | 0.5 | 0.5 | 0.5 | Conventional Hydroelectric | WAT | HY | 1 | 1912 |  |  | (OP) Operating | Franklin
57280 | Eagle Creek RE LLC | International Paper Jay Hydro | Industrial Non-CHP | ME | 0.5 | 0.5 | 0.5 | Conventional Hydroelectric | WAT | HY | 1 | 1912 |  |  | (OP) Operating | Franklin
57280 | Eagle Creek RE LLC | International Paper Jay Hydro | Industrial Non-CHP | ME | 0.6 | 0.6 | 0.6 | Conventional Hydroelectric | WAT | HY | 1 | 1912 |  |  | (OP) Operating | Franklin
6036 | ESOCO Orrington LLC | Penobscot Energy Recovery | Commercial Non-CHP | ME | 25.3 | 21.2 | 21.2 | Municipal Solid Waste | MSW | ST | 11 | 1987 |  |  | (OP) Operating | Penobscot
57280 | Eagle Creek RE LLC | Otis Hydro | Industrial Non-CHP | ME | 5.1 | 5.1 | 5.1 | Conventional Hydroelectric | WAT | HY | 1 | 1985 |  |  | (OP) Operating | Franklin
57280 | Eagle Creek RE LLC | Otis Hydro | Industrial Non-CHP | ME | 5.1 | 5.1 | 5.1 | Conventional Hydroelectric | WAT | HY | 1 | 1985 |  |  | (OP) Operating | Franklin
57280 | Eagle Creek RE LLC | International Paper Riley Hydro | Industrial Non-CHP | ME | 1.1 | 1.1 | 1.1 | Conventional Hydroelectric | WAT | HY | 12 | 1981 |  |  | (OP) Operating | Franklin
57280 | Eagle Creek RE LLC | International Paper Riley Hydro | Industrial Non-CHP | ME | 1.1 | 1.1 | 1.1 | Conventional Hydroelectric | WAT | HY | 12 | 1981 |  |  | (OP) Operating | Franklin
57280 | Eagle Creek RE LLC | International Paper Riley Hydro | Industrial Non-CHP | ME | 1.1 | 1.1 | 1.1 | Conventional Hydroelectric | WAT | HY | 12 | 1981 |  |  | (OP) Operating | Franklin
57280 | Eagle Creek RE LLC | International Paper Riley Hydro | Industrial Non-CHP | ME | 1.1 | 1.1 | 1.1 | Conventional Hydroelectric | WAT | HY | 12 | 1981 |  |  | (OP) Operating | Franklin
57280 | Eagle Creek RE LLC | International Paper Riley Hydro | Industrial Non-CHP | ME | 1.1 | 1.1 | 1.1 | Conventional Hydroelectric | WAT | HY | 12 | 1981 |  |  | (OP) Operating | Franklin
57280 | Eagle Creek RE LLC | International Paper Riley Hydro | Industrial Non-CHP | ME | 1.1 | 1.1 | 1.1 | Conventional Hydroelectric | WAT | HY | 12 | 1981 |  |  | (OP) Operating | Franklin
57280 | Eagle Creek RE LLC | International Paper Livermore Hydro | Industrial Non-CHP | ME | 1.1 | 1.1 | 1.1 | Conventional Hydroelectric | WAT | HY | 1 | 1910 |  |  | (OP) Operating | Androscoggin
57280 | Eagle Creek RE LLC | International Paper Livermore Hydro | Industrial Non-CHP | ME | 1.1 | 1.1 | 1.1 | Conventional Hydroelectric | WAT | HY | 1 | 1910 |  |  | (OP) Operating | Androscoggin
57280 | Eagle Creek RE LLC | International Paper Livermore Hydro | Industrial Non-CHP | ME | 1.1 | 1.1 | 1.1 | Conventional Hydroelectric | WAT | HY | 1 | 1910 |  |  | (OP) Operating | Androscoggin
57280 | Eagle Creek RE LLC | International Paper Livermore Hydro | Industrial Non-CHP | ME | 1.2 | 1.2 | 1.2 | Conventional Hydroelectric | WAT | HY | 1 | 1910 |  |  | (OP) Operating | Androscoggin
57280 | Eagle Creek RE LLC | International Paper Livermore Hydro | Industrial Non-CHP | ME | 1.1 | 1.1 | 1.1 | Conventional Hydroelectric | WAT | HY | 1 | 1910 |  |  | (OP) Operating | Androscoggin
57280 | Eagle Creek RE LLC | International Paper Livermore Hydro | Industrial Non-CHP | ME | 0.7 | 0.7 | 0.7 | Conventional Hydroelectric | WAT | HY | 1 | 1910 |  |  | (OP) Operating | Androscoggin
57280 | Eagle Creek RE LLC | International Paper Livermore Hydro | Industrial Non-CHP | ME | 0.9 | 0.9 | 0.9 | Conventional Hydroelectric | WAT | HY | 1 | 1910 |  |  | (OP) Operating | Androscoggin
57280 | Eagle Creek RE LLC | International Paper Livermore Hydro | Industrial Non-CHP | ME | 1 | 1 | 0.9 | Conventional Hydroelectric | WAT | HY | 9 | 2004 |  |  | (OP) Operating | Androscoggin
15824 | Ecomaine | Regional Waste Systems | IPP Non-CHP | ME | 13.3 | 11.5 | 11.5 | Municipal Solid Waste | MSW | ST | 6 | 1988 |  |  | (OP) Operating | Cumberland
9303 | Bucksport Generation LLC | Bucksport Generation LLC | IPP CHP | ME | 72 | 72 | 72 | Natural Gas Steam Turbine | NG | ST | 7 | 1988 |  |  | (OP) Operating | Hancock
9303 | Bucksport Generation LLC | Bucksport Generation LLC | IPP CHP | ME | 186.8 | 156.8 | 183.1 | Natural Gas Fired Combustion Turbine | NG | GT | 1 | 2001 |  |  | (OP) Operating | Hancock
57280 | Eagle Creek RE LLC | Worumbo Hydro Station | IPP Non-CHP | ME | 9.7 | 4.6 | 9.3 | Conventional Hydroelectric | WAT | HY | 2 | 1989 |  |  | (OP) Operating | Androscoggin
57280 | Eagle Creek RE LLC | Worumbo Hydro Station | IPP Non-CHP | ME | 9.7 | 4.6 | 9.3 | Conventional Hydroelectric | WAT | HY | 3 | 1989 |  |  | (OP) Operating | Androscoggin
16190 | Sappi Fine Paper North America-Somerset | Somerset Plant | Industrial CHP | ME | 45.9 | 48.8 | 48.8 | Wood/Wood Waste Biomass | BLQ | ST | 1 | 1976 |  |  | (OP) Operating | Somerset
16190 | Sappi Fine Paper North America-Somerset | Somerset Plant | Industrial CHP | ME | 61.2 | 51 | 51 | Wood/Wood Waste Biomass | BLQ | ST | 10 | 1990 |  |  | (OP) Operating | Somerset
16721 | S D Warren Co.- Westbrook | S D Warren Westbrook | Industrial CHP | ME | 0.6 | 0.6 | 0.6 | Conventional Hydroelectric | WAT | HY | 1 | 1903 |  |  | (OP) Operating | Cumberland
16721 | S D Warren Co.- Westbrook | S D Warren Westbrook | Industrial CHP | ME | 0.6 | 0.6 | 0.6 | Conventional Hydroelectric | WAT | HY | 1 | 1903 |  |  | (OP) Operating | Cumberland
16721 | S D Warren Co.- Westbrook | S D Warren Westbrook | Industrial CHP | ME | 0.6 | 0.6 | 0.6 | Conventional Hydroelectric | WAT | HY | 1 | 1903 |  |  | (OP) Operating | Cumberland
16721 | S D Warren Co.- Westbrook | S D Warren Westbrook | Industrial CHP | ME | 0.8 | 0.8 | 0.8 | Conventional Hydroelectric | WAT | HY | 1 | 1913 |  |  | (OP) Operating | Cumberland
16721 | S D Warren Co.- Westbrook | S D Warren Westbrook | Industrial CHP | ME | 0.8 | 0.8 | 0.8 | Conventional Hydroelectric | WAT | HY | 1 | 1913 |  |  | (OP) Operating | Cumberland
16721 | S D Warren Co.- Westbrook | S D Warren Westbrook | Industrial CHP | ME | 0.8 | 0.8 | 0.8 | Conventional Hydroelectric | WAT | HY | 1 | 1913 |  |  | (OP) Operating | Cumberland
16721 | S D Warren Co.- Westbrook | S D Warren Westbrook | Industrial CHP | ME | 0.6 | 0.6 | 0.6 | Conventional Hydroelectric | WAT | HY | 1 | 1940 |  |  | (OP) Operating | Cumberland
16721 | S D Warren Co.- Westbrook | S D Warren Westbrook | Industrial CHP | ME | 47.5 | 40.5 | 47.5 | Wood/Wood Waste Biomass | WDS | ST | 1 | 1982 |  |  | (OP) Operating | Cumberland
16721 | S D Warren Co.- Westbrook | S D Warren Westbrook | Industrial CHP | ME | 15 | 15.8 | 15.8 | Wood/Wood Waste Biomass | WDS | ST | 10 | 1985 |  |  | (OP) Operating | Cumberland
16721 | S D Warren Co.- Westbrook | S D Warren Westbrook | Industrial CHP | ME | 0.6 | 0.6 | 0.6 | Conventional Hydroelectric | WAT | HY | 1 | 1940 |  |  | (OP) Operating | Cumberland
16721 | S D Warren Co.- Westbrook | S D Warren Westbrook | Industrial CHP | ME | 0.2 | 0.2 | 0.2 | Conventional Hydroelectric | WAT | HY | 1 | 1940 |  |  | (OP) Operating | Cumberland
16721 | S D Warren Co.- Westbrook | S D Warren Westbrook | Industrial CHP | ME | 0.2 | 0.2 | 0.2 | Conventional Hydroelectric | WAT | HY | 1 | 1940 |  |  | (OP) Operating | Cumberland
16721 | S D Warren Co.- Westbrook | S D Warren Westbrook | Industrial CHP | ME | 0.2 | 0.2 | 0.2 | Conventional Hydroelectric | WAT | HY | 1 | 1940 |  |  | (OP) Operating | Cumberland
16721 | S D Warren Co.- Westbrook | S D Warren Westbrook | Industrial CHP | ME | 0.2 | 0.2 | 0.2 | Conventional Hydroelectric | WAT | HY | 1 | 1940 |  |  | (OP) Operating | Cumberland
16721 | S D Warren Co.- Westbrook | S D Warren Westbrook | Industrial CHP | ME | 0.5 | 0.5 | 0.5 | Conventional Hydroelectric | WAT | HY | 1 | 1940 |  |  | (OP) Operating | Cumberland
16721 | S D Warren Co.- Westbrook | S D Warren Westbrook | Industrial CHP | ME | 0.5 | 0.5 | 0.5 | Conventional Hydroelectric | WAT | HY | 1 | 1940 |  |  | (OP) Operating | Cumberland
16721 | S D Warren Co.- Westbrook | S D Warren Westbrook | Industrial CHP | ME | 0.4 | 0.4 | 0.4 | Conventional Hydroelectric | WAT | HY | 1 | 1987 | 5 | 2020 | (OP) Operating | Cumberland
16721 | S D Warren Co.- Westbrook | S D Warren Westbrook | Industrial CHP | ME | 0.4 | 0.4 | 0.4 | Conventional Hydroelectric | WAT | HY | 1 | 1987 | 5 | 2020 | (OP) Operating | Cumberland
16721 | S D Warren Co.- Westbrook | S D Warren Westbrook | Industrial CHP | ME | 0.4 | 0.4 | 0.4 | Conventional Hydroelectric | WAT | HY | 1 | 1987 | 5 | 2020 | (OP) Operating | Cumberland
1950 | ReEnergy Stratton LLC | ReEnergy Stratton LLC | IPP Non-CHP | ME | 45.7 | 45.2 | 46.1 | Wood/Wood Waste Biomass | WDS | ST | 11 | 1989 |  |  | (OP) Operating | Franklin
56838 | KEI (Maine) Power Management (III) LLC | Gardiner | IPP Non-CHP | ME | 1 | 1 | 1 | Conventional Hydroelectric | WAT | HY | 7 | 1985 |  |  | (OP) Operating | Kennebec
56837 | KEI (Maine) Power Management (II) LLC | Pumpkin Hill | IPP Non-CHP | ME | 1 | 1 | 1 | Conventional Hydroelectric | WAT | HY | 3 | 1987 |  |  | (OP) Operating | Penobscot
4211 | Consolidated Hydro NH, Inc | Salmon Falls | IPP Non-CHP | ME | 0.4 | 0.4 | 0.4 | Conventional Hydroelectric | WAT | HY | 7 | 1986 |  |  | (OP) Operating | York
4211 | Consolidated Hydro NH, Inc | Salmon Falls | IPP Non-CHP | ME | 0.4 | 0.4 | 0.4 | Conventional Hydroelectric | WAT | HY | 7 | 1986 |  |  | (OP) Operating | York
4211 | Consolidated Hydro NH, Inc | Salmon Falls | IPP Non-CHP | ME | 0.4 | 0.4 | 0.4 | Conventional Hydroelectric | WAT | HY | 7 | 1986 |  |  | (OP) Operating | York
19013 | Topsham Hydro Partners | Pejepscot Hydroelectric Project | IPP Non-CHP | ME | 12.3 | 11.7 | 11.3 | Conventional Hydroelectric | WAT | HY | 11 | 1987 |  |  | (OP) Operating | Sagadahoc
19013 | Topsham Hydro Partners | Pejepscot Hydroelectric Project | IPP Non-CHP | ME | 0.4 | 0.4 | 0.4 | Conventional Hydroelectric | WAT | HY | 11 | 1987 |  |  | (OP) Operating | Sagadahoc
19013 | Topsham Hydro Partners | Pejepscot Hydroelectric Project | IPP Non-CHP | ME | 0.3 | 0.3 | 0.3 | Conventional Hydroelectric | WAT | HY | 11 | 1987 |  |  | (OP) Operating | Sagadahoc
19013 | Topsham Hydro Partners | Pejepscot Hydroelectric Project | IPP Non-CHP | ME | 0.5 | 0.5 | 0.5 | Conventional Hydroelectric | WAT | HY | 11 | 1987 |  |  | (OP) Operating | Sagadahoc
39006 | Brookfield White Pine Hydro LLC | Aziscohos Hydroelectric Project | IPP Non-CHP | ME | 6.7 | 6.8 | 6.8 | Conventional Hydroelectric | WAT | HY | 6 | 1988 |  |  | (OP) Operating | Oxford
56838 | KEI (Maine) Power Management (III) LLC | Upper Barker | IPP Non-CHP | ME | 1 | 1 | 1 | Conventional Hydroelectric | WAT | HY | 5 | 1987 |  |  | (OP) Operating | Androscoggin
55738 | Verso Paper Androscoggin LLC | Androscoggin Mill | Industrial CHP | ME | 25 | 25 | 25 | Wood/Wood Waste Biomass | BLQ | ST | 1 | 1964 |  |  | (OP) Operating | Franklin
55738 | Verso Paper Androscoggin LLC | Androscoggin Mill | Industrial CHP | ME | 25 | 25 | 25 | Wood/Wood Waste Biomass | BLQ | ST | 1 | 1966 |  |  | (OP) Operating | Franklin
55738 | Verso Paper Androscoggin LLC | Androscoggin Mill | Industrial CHP | ME | 30 | 30 | 30 | Wood/Wood Waste Biomass | BLQ | ST | 1 | 1974 |  |  | (OP) Operating | Franklin
56839 | KEI (Maine) Power Management (IV) LLC | Mechanic Falls | IPP Non-CHP | ME | 1 | 1 | 1 | Conventional Hydroelectric | WAT | HY | 4 | 1986 |  |  | (OP) Operating | Androscoggin
56839 | KEI (Maine) Power Management (IV) LLC | Mechanic Falls | IPP Non-CHP | ME | 0.4 | 0.4 | 0.4 | Conventional Hydroelectric | WAT | HY | 4 | 1986 |  |  | (OP) Operating | Androscoggin
56837 | KEI (Maine) Power Management (II) LLC | Pittsfield Hydro | IPP Non-CHP | ME | 0.4 | 0.4 | 0.4 | Conventional Hydroelectric | WAT | HY | 7 | 1986 |  |  | (OP) Operating | Somerset
56837 | KEI (Maine) Power Management (II) LLC | Pittsfield Hydro | IPP Non-CHP | ME | 0.3 | 0.3 | 0.3 | Conventional Hydroelectric | WAT | HY | 7 | 1986 |  |  | (OP) Operating | Somerset
56837 | KEI (Maine) Power Management (II) LLC | Pittsfield Hydro | IPP Non-CHP | ME | 0.4 | 0.4 | 0.4 | Conventional Hydroelectric | WAT | HY | 7 | 1986 |  |  | (OP) Operating | Somerset
7595 | Great Lakes Hydro America LLC | Great Lakes Hydro America - ME | IPP Non-CHP | ME | 1.3 | 1.3 | 1.3 | Conventional Hydroelectric | WAT | HY | 7 | 1925 |  |  | (OP) Operating | Penobscot
7595 | Great Lakes Hydro America LLC | Great Lakes Hydro America - ME | IPP Non-CHP | ME | 5.3 | 5 | 4.9 | Conventional Hydroelectric | WAT | HY | 7 | 1988 |  |  | (OP) Operating | Penobscot
7595 | Great Lakes Hydro America LLC | Great Lakes Hydro America - ME | IPP Non-CHP | ME | 4.1 | 3.9 | 3.8 | Conventional Hydroelectric | WAT | HY | 7 | 1975 |  |  | (OP) Operating | Penobscot
7595 | Great Lakes Hydro America LLC | Great Lakes Hydro America - ME | IPP Non-CHP | ME | 4.1 | 3.9 | 3.8 | Conventional Hydroelectric | WAT | HY | 7 | 1975 |  |  | (OP) Operating | Penobscot
7595 | Great Lakes Hydro America LLC | Great Lakes Hydro America - ME | IPP Non-CHP | ME | 3 | 2.9 | 2.8 | Conventional Hydroelectric | WAT | HY | 7 | 1930 |  |  | (OP) Operating | Penobscot
7595 | Great Lakes Hydro America LLC | Great Lakes Hydro America - ME | IPP Non-CHP | ME | 1.6 | 1.5 | 1.5 | Conventional Hydroelectric | WAT | HY | 7 | 1948 |  |  | (OP) Operating | Penobscot
7595 | Great Lakes Hydro America LLC | Great Lakes Hydro America - ME | IPP Non-CHP | ME | 1.6 | 1.5 | 1.5 | Conventional Hydroelectric | WAT | HY | 7 | 1948 |  |  | (OP) Operating | Penobscot
7595 | Great Lakes Hydro America LLC | Great Lakes Hydro America - ME | IPP Non-CHP | ME | 1.6 | 1.5 | 1.5 | Conventional Hydroelectric | WAT | HY | 7 | 1948 |  |  | (OP) Operating | Penobscot
7595 | Great Lakes Hydro America LLC | Great Lakes Hydro America - ME | IPP Non-CHP | ME | 1.6 | 1.5 | 1.5 | Conventional Hydroelectric | WAT | HY | 7 | 1948 |  |  | (OP) Operating | Penobscot
7595 | Great Lakes Hydro America LLC | Great Lakes Hydro America - ME | IPP Non-CHP | ME | 1.6 | 1.5 | 1.5 | Conventional Hydroelectric | WAT | HY | 7 | 1948 |  |  | (OP) Operating | Penobscot
7595 | Great Lakes Hydro America LLC | Great Lakes Hydro America - ME | IPP Non-CHP | ME | 1.6 | 1.5 | 1.5 | Conventional Hydroelectric | WAT | HY | 7 | 1948 |  |  | (OP) Operating | Penobscot
7595 | Great Lakes Hydro America LLC | Great Lakes Hydro America - ME | IPP Non-CHP | ME | 12.2 | 11.6 | 11.2 | Conventional Hydroelectric | WAT | HY | 7 | 1953 |  |  | (OP) Operating | Penobscot
7595 | Great Lakes Hydro America LLC | Great Lakes Hydro America - ME | IPP Non-CHP | ME | 12.2 | 11.6 | 11.2 | Conventional Hydroelectric | WAT | HY | 7 | 1953 |  |  | (OP) Operating | Penobscot
7595 | Great Lakes Hydro America LLC | Great Lakes Hydro America - ME | IPP Non-CHP | ME | 13.2 | 12.5 | 12.1 | Conventional Hydroelectric | WAT | HY | 7 | 1967 |  |  | (OP) Operating | Penobscot
7595 | Great Lakes Hydro America LLC | Great Lakes Hydro America - ME | IPP Non-CHP | ME | 5.5 | 5.3 | 5.8 | Conventional Hydroelectric | WAT | HY | 7 | 1917 |  |  | (OP) Operating | Penobscot
7595 | Great Lakes Hydro America LLC | Great Lakes Hydro America - ME | IPP Non-CHP | ME | 5.5 | 5.3 | 5.8 | Conventional Hydroelectric | WAT | HY | 7 | 1917 |  |  | (OP) Operating | Penobscot
7595 | Great Lakes Hydro America LLC | Great Lakes Hydro America - ME | IPP Non-CHP | ME | 5.1 | 4.9 | 4.7 | Conventional Hydroelectric | WAT | HY | 7 | 1917 |  |  | (OP) Operating | Penobscot
7595 | Great Lakes Hydro America LLC | Great Lakes Hydro America - ME | IPP Non-CHP | ME | 5.1 | 4.9 | 4.7 | Conventional Hydroelectric | WAT | HY | 7 | 1921 |  |  | (OP) Operating | Penobscot
7595 | Great Lakes Hydro America LLC | Great Lakes Hydro America - ME | IPP Non-CHP | ME | 5.1 | 4.9 | 4.7 | Conventional Hydroelectric | WAT | HY | 7 | 1921 |  |  | (OP) Operating | Penobscot
7595 | Great Lakes Hydro America LLC | Great Lakes Hydro America - ME | IPP Non-CHP | ME | 4 | 3.8 | 3.7 | Conventional Hydroelectric | WAT | HY | 7 | 1921 |  |  | (OP) Operating | Penobscot
7595 | Great Lakes Hydro America LLC | Great Lakes Hydro America - ME | IPP Non-CHP | ME | 5.4 | 5.1 | 5 | Conventional Hydroelectric | WAT | HY | 7 | 1987 |  |  | (OP) Operating | Penobscot
7595 | Great Lakes Hydro America LLC | Great Lakes Hydro America - ME | IPP Non-CHP | ME | 5.4 | 5.1 | 5 | Conventional Hydroelectric | WAT | HY | 7 | 1987 |  |  | (OP) Operating | Penobscot
7595 | Great Lakes Hydro America LLC | Great Lakes Hydro America - ME | IPP Non-CHP | ME | 3.2 | 3 | 2.9 | Conventional Hydroelectric | WAT | HY | 7 | 1986 |  |  | (OP) Operating | Penobscot
7595 | Great Lakes Hydro America LLC | Great Lakes Hydro America - ME | IPP Non-CHP | ME | 3.2 | 3 | 2.9 | Conventional Hydroelectric | WAT | HY | 7 | 1986 |  |  | (OP) Operating | Penobscot
7595 | Great Lakes Hydro America LLC | Great Lakes Hydro America - ME | IPP Non-CHP | ME | 3.2 | 3 | 2.9 | Conventional Hydroelectric | WAT | HY | 7 | 1986 |  |  | (OP) Operating | Penobscot
7595 | Great Lakes Hydro America LLC | Great Lakes Hydro America - ME | IPP Non-CHP | ME | 4.8 | 4.6 | 4.4 | Conventional Hydroelectric | WAT | HY | 7 | 1940 |  |  | (OP) Operating | Penobscot
7595 | Great Lakes Hydro America LLC | Great Lakes Hydro America - ME | IPP Non-CHP | ME | 4.8 | 4.6 | 4.4 | Conventional Hydroelectric | WAT | HY | 7 | 1940 |  |  | (OP) Operating | Penobscot
7595 | Great Lakes Hydro America LLC | Great Lakes Hydro America - ME | IPP Non-CHP | ME | 4.8 | 4.6 | 4.4 | Conventional Hydroelectric | WAT | HY | 7 | 1940 |  |  | (OP) Operating | Penobscot
7595 | Great Lakes Hydro America LLC | Great Lakes Hydro America - ME | IPP Non-CHP | ME | 4.8 | 4.6 | 4.4 | Conventional Hydroelectric | WAT | HY | 7 | 1940 |  |  | (OP) Operating | Penobscot
56597 | Hydro Kennebec LLC | Hydro Kennebec Project | IPP Non-CHP | ME | 7.7 | 7.7 | 7.7 | Conventional Hydroelectric | WAT | HY | 1 | 1989 |  |  | (OP) Operating | Kennebec
56597 | Hydro Kennebec LLC | Hydro Kennebec Project | IPP Non-CHP | ME | 7.7 | 7.7 | 7.7 | Conventional Hydroelectric | WAT | HY | 1 | 1989 |  |  | (OP) Operating | Kennebec
55738 | Verso Paper Androscoggin LLC | Androscoggin Energy Center | Industrial CHP | ME | 54.5 | 47.2 | 58.4 | Natural Gas Fired Combustion Turbine | NG | GT | 10 | 1999 |  |  | (OP) Operating | Franklin
55738 | Verso Paper Androscoggin LLC | Androscoggin Energy Center | Industrial CHP | ME | 54.5 | 45.2 | 56.3 | Natural Gas Fired Combustion Turbine | NG | GT | 11 | 1999 |  |  | (OP) Operating | Franklin
55738 | Verso Paper Androscoggin LLC | Androscoggin Energy Center | Industrial CHP | ME | 54.5 | 44.1 | 55.3 | Natural Gas Fired Combustion Turbine | NG | GT | 7 | 2000 |  |  | (OP) Operating | Franklin
4966 | Casco Bay Energy Co LLC | Maine Independence Station | IPP Non-CHP | ME | 177.8 | 155.7 | 173.5 | Natural Gas Fired Combined Cycle | NG | CT | 5 | 2000 |  |  | (OP) Operating | Penobscot
4966 | Casco Bay Energy Co LLC | Maine Independence Station | IPP Non-CHP | ME | 177.8 | 156.7 | 175.1 | Natural Gas Fired Combined Cycle | NG | CT | 5 | 2000 |  |  | (OP) Operating | Penobscot
4966 | Casco Bay Energy Co LLC | Maine Independence Station | IPP Non-CHP | ME | 194.6 | 177.6 | 191.4 | Natural Gas Fired Combined Cycle | NG | CA | 5 | 2000 |  |  | (OP) Operating | Penobscot
54821 | Rumford Power | Rumford Power, Inc | IPP Non-CHP | ME | 179.4 | 164 | 168 | Natural Gas Fired Combined Cycle | NG | CT | 7 | 2000 |  |  | (OP) Operating | Oxford
54821 | Rumford Power | Rumford Power, Inc | IPP Non-CHP | ME | 95.1 | 90 | 88 | Natural Gas Fired Combined Cycle | NG | CA | 7 | 2000 |  |  | (OP) Operating | Oxford
59178 | Brookfield Black Bear Hydro, LLC | Medway Hydro | IPP Non-CHP | ME | 0.8 | 0.7 | 0.7 | Conventional Hydroelectric | WAT | HY | 1 | 1923 |  |  | (OP) Operating | Penobscot
59178 | Brookfield Black Bear Hydro, LLC | Medway Hydro | IPP Non-CHP | ME | 0.8 | 0.7 | 0.7 | Conventional Hydroelectric | WAT | HY | 1 | 1923 |  |  | (OP) Operating | Penobscot
59178 | Brookfield Black Bear Hydro, LLC | Medway Hydro | IPP Non-CHP | ME | 0.8 | 0.7 | 0.7 | Conventional Hydroelectric | WAT | HY | 1 | 1923 |  |  | (OP) Operating | Penobscot
59178 | Brookfield Black Bear Hydro, LLC | Medway Hydro | IPP Non-CHP | ME | 0.8 | 0.9 | 0.9 | Conventional Hydroelectric | WAT | HY | 1 | 1925 |  |  | (OP) Operating | Penobscot
59178 | Brookfield Black Bear Hydro, LLC | Medway Hydro | IPP Non-CHP | ME | 0.8 | 0.9 | 0.9 | Conventional Hydroelectric | WAT | HY | 1 | 1925 |  |  | (OP) Operating | Penobscot
2891 | Westbrook Energy Center | Westbrook Energy Center Power Plant | IPP Non-CHP | ME | 184.2 | 160.5 | 181.5 | Natural Gas Fired Combined Cycle | NG | CT | 5 | 2001 |  |  | (OP) Operating | Cumberland
2891 | Westbrook Energy Center | Westbrook Energy Center Power Plant | IPP Non-CHP | ME | 184.2 | 160.5 | 181.5 | Natural Gas Fired Combined Cycle | NG | CT | 5 | 2001 |  |  | (OP) Operating | Cumberland
2891 | Westbrook Energy Center | Westbrook Energy Center Power Plant | IPP Non-CHP | ME | 195.5 | 185 | 190.5 | Natural Gas Fired Combined Cycle | NG | CA | 5 | 2001 |  |  | (OP) Operating | Cumberland
59155 | First Wind O&M, LLC | Mars Hill Wind Farm Project | IPP Non-CHP | ME | 42 | 42 | 42 | Onshore Wind Turbine | WND | WT | 3 | 2007 |  |  | (OP) Operating | Aroostook
61191 | Helix Maine Wind Development, LLC | Kibby Wind Facility | IPP Non-CHP | ME | 66 | 66 | 66 | Onshore Wind Turbine | WND | WT | 10 | 2009 |  |  | (OP) Operating | Franklin
61191 | Helix Maine Wind Development, LLC | Kibby Wind Facility | IPP Non-CHP | ME | 66 | 66 | 66 | Onshore Wind Turbine | WND | WT | 10 | 2010 |  |  | (OP) Operating | Franklin
59155 | First Wind O&M, LLC | Stetson Wind I | IPP Non-CHP | ME | 57 | 57 | 57 | Onshore Wind Turbine | WND | WT | 1 | 2009 |  |  | (OP) Operating | Washington
59155 | First Wind O&M, LLC | Rollins Wind Project | IPP Non-CHP | ME | 60 | 60 | 60 | Onshore Wind Turbine | WND | WT | 7 | 2011 |  |  | (OP) Operating | Penobscot
59155 | First Wind O&M, LLC | Stetson Wind II | IPP Non-CHP | ME | 25.5 | 25.5 | 25.5 | Onshore Wind Turbine | WND | WT | 3 | 2010 |  |  | (OP) Operating | Washington
60453 | Novatus Energy | Oakfield Wind Project | IPP Non-CHP | ME | 148 | 148 | 148 | Onshore Wind Turbine | WND | WT | 10 | 2015 |  |  | (OP) Operating | Aroostook
54842 | WM Renewable Energy LLC | Waste Management Crossroads LFGTE | IPP Non-CHP | ME | 1.6 | 1.6 | 1.6 | Landfill Gas | LFG | IC | 3 | 2009 |  |  | (OP) Operating | Somerset
54842 | WM Renewable Energy LLC | Waste Management Crossroads LFGTE | IPP Non-CHP | ME | 1.6 | 1.6 | 1.6 | Landfill Gas | LFG | IC | 3 | 2009 |  |  | (OP) Operating | Somerset
59155 | First Wind O&M, LLC | Bull Hill Wind Project | IPP Non-CHP | ME | 34.5 | 34.5 | 34.5 | Onshore Wind Turbine | WND | WT | 10 | 2012 |  |  | (OP) Operating | Hancock
56439 | Beaver Ridge Wind LLC | Beaver Ridge Wind | IPP Non-CHP | ME | 4.5 | 4.5 | 4.5 | Onshore Wind Turbine | WND | WT | 11 | 2008 |  |  | (OP) Operating | Waldo
59178 | Brookfield Black Bear Hydro, LLC | Orono Hydro Station | IPP Non-CHP | ME | 0.5 | 0.5 | 0.5 | Conventional Hydroelectric | WAT | HY | 3 | 2009 |  |  | (OP) Operating | Penobscot
59178 | Brookfield Black Bear Hydro, LLC | Orono Hydro Station | IPP Non-CHP | ME | 0.6 | 0.6 | 0.6 | Conventional Hydroelectric | WAT | HY | 3 | 2009 |  |  | (OP) Operating | Penobscot
59178 | Brookfield Black Bear Hydro, LLC | Orono Hydro Station | IPP Non-CHP | ME | 0.8 | 0.8 | 0.8 | Conventional Hydroelectric | WAT | HY | 1 | 2009 |  |  | (OP) Operating | Penobscot
59178 | Brookfield Black Bear Hydro, LLC | Orono Hydro Station | IPP Non-CHP | ME | 0.8 | 0.8 | 0.8 | Conventional Hydroelectric | WAT | HY | 1 | 2009 |  |  | (OP) Operating | Penobscot
56693 | Fox Island Wind LLC | Fox Island Wind LLC | IPP Non-CHP | ME | 4.5 | 4.5 | 4.5 | Onshore Wind Turbine | WND | WT | 11 | 2009 |  |  | (OP) Operating | Knox
60453 | Novatus Energy | Bingham Wind | IPP Non-CHP | ME | 186 | 186 | 186 | Onshore Wind Turbine | WND | WT | 12 | 2016 |  |  | (OP) Operating | Piscataquis
56909 | Record Hill Wind LLC | Record Hill Wind | IPP Non-CHP | ME | 50.6 | 50.6 | 50.6 | Onshore Wind Turbine | WND | WT | 1 | 2012 |  |  | (OP) Operating | Oxford
57402 | Spruce Mountain Wind LLC | Spruce Mountain WInd | IPP Non-CHP | ME | 20 | 20 | 20 | Onshore Wind Turbine | WND | WT | 12 | 2011 |  |  | (OP) Operating | Oxford
58103 | Twin Rivers Paper Co LLC | Twin Rivers Paper Co LLC | Industrial CHP | ME | 22 | 22 | 22 | All Other | PUR | ST | 5 | 1987 |  |  | (OP) Operating | Aroostook
58122 | Eastern Maine Medical Center | Eastern Maine Medical Center | Commercial CHP | ME | 3.8 | 3.8 | 5 | Natural Gas Fired Combustion Turbine | NG | GT | 10 | 2006 |  |  | (OP) Operating | Penobscot
58565 | Saddleback Ridge Wind, LLC | Saddleback Ridge Wind Farm | IPP Non-CHP | ME | 8.5 | 8.5 | 8.5 | Onshore Wind Turbine | WND | WT | 12 | 2014 |  |  | (OP) Operating | Franklin
58565 | Saddleback Ridge Wind, LLC | Saddleback Ridge Wind Farm | IPP Non-CHP | ME | 25.7 | 25.7 | 25.7 | Onshore Wind Turbine | WND | WT | 9 | 2015 |  |  | (OP) Operating | Franklin
58574 | Canton Mountain Wind LLC | Canton Mountain Wind | IPP Non-CHP | ME | 22.8 | 22.8 | 22.8 | Onshore Wind Turbine | WND | WT | 11 | 2017 |  |  | (OP) Operating | Oxford
60453 | Novatus Energy | Hancock Wind Plant | IPP Non-CHP | ME | 51 | 51 | 51 | Onshore Wind Turbine | WND | WT | 12 | 2016 |  |  | (OP) Operating | Hancock
58845 | Pine Tree Landfill | Pine Tree Landfill Gas to Energy | IPP Non-CHP | ME | 1.1 | 0.9 | 0.9 | Landfill Gas | LFG | IC | 1 | 2008 |  |  | (OP) Operating | Penobscot
58845 | Pine Tree Landfill | Pine Tree Landfill Gas to Energy | IPP Non-CHP | ME | 1.1 | 0.9 | 0.9 | Landfill Gas | LFG | IC | 1 | 2008 |  |  | (OP) Operating | Penobscot
58845 | Pine Tree Landfill | Pine Tree Landfill Gas to Energy | IPP Non-CHP | ME | 1.1 | 0.9 | 0.9 | Landfill Gas | LFG | IC | 1 | 2008 |  |  | (OP) Operating | Penobscot
17650 | Southern Power Co | Passadumkeag Windpark LLC | IPP Non-CHP | ME | 39.9 | 39.9 | 39.9 | Onshore Wind Turbine | WND | WT | 7 | 2016 |  |  | (OP) Operating | Penobscot
59178 | Brookfield Black Bear Hydro, LLC | Stillwater B | IPP Non-CHP | ME | 0.8 | 0.8 | 0.8 | Conventional Hydroelectric | WAT | HY | 9 | 2013 |  |  | (OP) Operating | Penobscot
59178 | Brookfield Black Bear Hydro, LLC | Stillwater B | IPP Non-CHP | ME | 0.8 | 0.8 | 0.8 | Conventional Hydroelectric | WAT | HY | 9 | 2013 |  |  | (OP) Operating | Penobscot
59178 | Brookfield Black Bear Hydro, LLC | Stillwater B | IPP Non-CHP | ME | 0.8 | 0.8 | 0.8 | Conventional Hydroelectric | WAT | HY | 9 | 2013 |  |  | (OP) Operating | Penobscot
59178 | Brookfield Black Bear Hydro, LLC | Orono B | IPP Non-CHP | ME | 1.3 | 1.3 | 1.3 | Conventional Hydroelectric | WAT | HY | 11 | 2013 |  |  | (OP) Operating | Penobscot
59178 | Brookfield Black Bear Hydro, LLC | Orono B | IPP Non-CHP | ME | 1.3 | 1.3 | 1.3 | Conventional Hydroelectric | WAT | HY | 11 | 2013 |  |  | (OP) Operating | Penobscot
59178 | Brookfield Black Bear Hydro, LLC | Orono B | IPP Non-CHP | ME | 1.3 | 1.3 | 1.3 | Conventional Hydroelectric | WAT | HY | 11 | 2013 |  |  | (OP) Operating | Penobscot
60207 | Pisgah Mountain, LLC | Pisgah Mountain Wind | IPP Non-CHP | ME | 9.1 | 9.1 | 9.1 | Onshore Wind Turbine | WND | WT | 12 | 2016 |  |  | (OP) Operating | Penobscot
60242 | Athens Energy, LLC | Athens Energy | IPP Non-CHP | ME | 8.5 | 7.1 | 7.1 | Wood/Wood Waste Biomass | WDS | OT | 10 | 2016 |  |  | (OP) Operating | Somerset
60363 | NRG Solar Mule, LLC | NRG Solar Mule, LLC | IPP Non-CHP | ME | 1.5 | 1.5 | 1.5 | Solar Photovoltaic | SUN | PV | 9 | 2017 |  |  | (OP) Operating | Kennebec
61077 | IGS ORIX Solar I, LLC | IOS - MEW Phase 1 | IPP Non-CHP | ME | 4.1 | 4.1 | 2.9 | Solar Photovoltaic | SUN | PV | 1 | 2017 |  |  | (OP) Operating | Somerset
60160 | Merlin One LLC | Caribou Generation Station | IPP Non-CHP | ME | 2.7 | 2.5 | 2.5 | Petroleum Liquids | DFO | IC | 8 | 1948 |  |  | (SB) Standby/Backup: available for service but not normally used | Aroostook
60160 | Merlin One LLC | Caribou Generation Station | IPP Non-CHP | ME | 2.7 | 2.5 | 2.5 | Petroleum Liquids | DFO | IC | 8 | 1948 |  |  | (SB) Standby/Backup: available for service but not normally used | Aroostook
60160 | Merlin One LLC | Caribou Generation Station | IPP Non-CHP | ME | 1 | 1 | 1 | Petroleum Liquids | DFO | IC | 8 | 1948 |  |  | (SB) Standby/Backup: available for service but not normally used | Aroostook
60160 | Merlin One LLC | Caribou Generation Station | IPP Non-CHP | ME | 1.2 | 1 | 1 | Petroleum Liquids | DFO | IC | 9 | 1951 |  |  | (SB) Standby/Backup: available for service but not normally used | Aroostook
14597 | Algonquin Northern Maine | Squa Pan Hydro Station | IPP Non-CHP | ME | 1.5 | 1.4 | 1.4 | Conventional Hydroelectric | WAT | HY | 12 | 1941 |  |  | (SB) Standby/Backup: available for service but not normally used | Aroostook
11451 | Madison Paper Industries Inc | Anson Abenaki Hydros | Industrial CHP | ME | 3 | 2 | 2.5 | Natural Gas Steam Turbine | NG | ST | 8 | 1994 |  |  | (SB) Standby/Backup: available for service but not normally used | Somerset
60999 | Catalyst Paper Operations, Inc | Mead Rumford Cogen | Industrial CHP | ME | 12.5 | 12.5 | 12.5 | Natural Gas Steam Turbine | NG | ST | 10 | 1954 |  |  | (SB) Standby/Backup: available for service but not normally used | Oxford
50083 | Brookfield Power New England | Rumford Falls Hydro Facility | IPP Non-CHP | ME | 4.3 | 4.3 | 4.3 | Conventional Hydroelectric | WAT | HY | 1 | 1950 |  |  | (SB) Standby/Backup: available for service but not normally used | Oxford
5232 | Woodland Pulp LLC | Domtar - Woodland Mill | Industrial CHP | ME | 1.2 | 1.1 | 1.1 | Conventional Hydroelectric | WAT | HY | 6 | 1970 |  |  | (SB) Standby/Backup: available for service but not normally used | Washington
5232 | Woodland Pulp LLC | Domtar - Woodland Mill | Industrial CHP | ME | 3 | 2.9 | 2.8 | Conventional Hydroelectric | WAT | HY | 6 | 1912 |  |  | (SB) Standby/Backup: available for service but not normally used | Washington
5232 | Woodland Pulp LLC | Domtar - Woodland Mill | Industrial CHP | ME | 0.8 | 0.8 | 0.7 | Conventional Hydroelectric | WAT | HY | 6 | 1906 |  |  | (SB) Standby/Backup: available for service but not normally used | Washington
5232 | Woodland Pulp LLC | Domtar - Woodland Mill | Industrial CHP | ME | 0.8 | 0.8 | 0.7 | Conventional Hydroelectric | WAT | HY | 6 | 1906 |  |  | (SB) Standby/Backup: available for service but not normally used | Washington
5232 | Woodland Pulp LLC | Domtar - Woodland Mill | Industrial CHP | ME | 0.8 | 0.8 | 0.7 | Conventional Hydroelectric | WAT | HY | 6 | 1906 |  |  | (SB) Standby/Backup: available for service but not normally used | Washington
56402 | Covanta Maine LLC | Indeck Jonesboro Energy Center | IPP Non-CHP | ME | 27.5 | 20.2 | 20.2 | Wood/Wood Waste Biomass | WDS | ST | 12 | 1987 |  |  | (SB) Standby/Backup: available for service but not normally used | Washington
16191 | Robbins Lumber Inc | Robbins Lumber | Industrial CHP | ME | 2 | 1.8 | 1.8 | Petroleum Liquids | DFO | IC | 1 | 1987 |  |  | (SB) Standby/Backup: available for service but not normally used | Waldo
9303 | Bucksport Generation LLC | Bucksport Generation LLC | IPP CHP | ME | 24 | 24 | 24 | Natural Gas Steam Turbine | NG | ST | 11 | 2012 |  |  | (SB) Standby/Backup: available for service but not normally used | Hancock

## NHonly
Entity ID | Entity Name | Plant Name | Sector | Plant State | Nameplate Capacity (MW) | Net Summer Capacity (MW) | Net Winter Capacity (MW) | Technology | Energy Source Code | Prime Mover Code | Operating Month | Operating Year | Planned Retirement Month | Planned Retirement Year | Status | County
61122 | Great River Hydro, LLC | Comerford | IPP Non-CHP | NH | 22 | 22.5 | 22.5 | Conventional Hydroelectric | WAT | HY | 9 | 1930 |  |  | (OP) Operating | Grafton
61122 | Great River Hydro, LLC | Comerford | IPP Non-CHP | NH | 48.6 | 47.8 | 48.5 | Conventional Hydroelectric | WAT | HY | 9 | 1930 |  |  | (OP) Operating | Grafton
61122 | Great River Hydro, LLC | Comerford | IPP Non-CHP | NH | 48.6 | 47.8 | 48.5 | Conventional Hydroelectric | WAT | HY | 9 | 1930 |  |  | (OP) Operating | Grafton
61122 | Great River Hydro, LLC | Comerford | IPP Non-CHP | NH | 48.6 | 47.8 | 48.5 | Conventional Hydroelectric | WAT | HY | 9 | 1930 |  |  | (OP) Operating | Grafton
61122 | Great River Hydro, LLC | S C Moore | IPP Non-CHP | NH | 47.7 | 47.2 | 47.7 | Conventional Hydroelectric | WAT | HY | 1 | 1957 |  |  | (OP) Operating | Grafton
61122 | Great River Hydro, LLC | S C Moore | IPP Non-CHP | NH | 47.7 | 47.2 | 47.7 | Conventional Hydroelectric | WAT | HY | 1 | 1957 |  |  | (OP) Operating | Grafton
61122 | Great River Hydro, LLC | S C Moore | IPP Non-CHP | NH | 47.7 | 47.2 | 47.7 | Conventional Hydroelectric | WAT | HY | 1 | 1957 |  |  | (OP) Operating | Grafton
61122 | Great River Hydro, LLC | S C Moore | IPP Non-CHP | NH | 47.7 | 47.2 | 47.7 | Conventional Hydroelectric | WAT | HY | 1 | 1957 |  |  | (OP) Operating | Grafton
15472 | Public Service Co of NH | Amoskeag | Electric Utility | NH | 6 | 6.2 | 6.5 | Conventional Hydroelectric | WAT | HY | 8 | 1924 |  |  | (OP) Operating | Hillsborough
15472 | Public Service Co of NH | Amoskeag | Electric Utility | NH | 5 | 5.3 | 5.5 | Conventional Hydroelectric | WAT | HY | 8 | 1922 |  |  | (OP) Operating | Hillsborough
15472 | Public Service Co of NH | Amoskeag | Electric Utility | NH | 5 | 5.3 | 5.5 | Conventional Hydroelectric | WAT | HY | 8 | 1922 |  |  | (OP) Operating | Hillsborough
15472 | Public Service Co of NH | Ayers Island | Electric Utility | NH | 2.8 | 2.8 | 3 | Conventional Hydroelectric | WAT | HY | 8 | 1925 |  |  | (OP) Operating | Grafton
15472 | Public Service Co of NH | Ayers Island | Electric Utility | NH | 2.8 | 2.8 | 3 | Conventional Hydroelectric | WAT | HY | 8 | 1925 |  |  | (OP) Operating | Grafton
15472 | Public Service Co of NH | Ayers Island | Electric Utility | NH | 2.8 | 2.8 | 3 | Conventional Hydroelectric | WAT | HY | 8 | 1925 |  |  | (OP) Operating | Grafton
15472 | Public Service Co of NH | Eastman Falls | Electric Utility | NH | 1.8 | 1.8 | 1.8 | Conventional Hydroelectric | WAT | HY | 8 | 1937 |  |  | (OP) Operating | Merrimack
15472 | Public Service Co of NH | Eastman Falls | Electric Utility | NH | 4.6 | 3.8 | 4.7 | Conventional Hydroelectric | WAT | HY | 11 | 1983 |  |  | (OP) Operating | Merrimack
15472 | Public Service Co of NH | Garvins Falls | Electric Utility | NH | 3.4 | 3.4 | 3.4 | Conventional Hydroelectric | WAT | HY | 12 | 1981 |  |  | (OP) Operating | Merrimack
15472 | Public Service Co of NH | Garvins Falls | Electric Utility | NH | 3.4 | 3.3 | 3.4 | Conventional Hydroelectric | WAT | HY | 12 | 1981 |  |  | (OP) Operating | Merrimack
15472 | Public Service Co of NH | Garvins Falls | Electric Utility | NH | 2.4 | 2.4 | 2.4 | Conventional Hydroelectric | WAT | HY | 8 | 1925 |  |  | (OP) Operating | Merrimack
15472 | Public Service Co of NH | Garvins Falls | Electric Utility | NH | 3.2 | 3.2 | 3.2 | Conventional Hydroelectric | WAT | HY | 8 | 1925 |  |  | (OP) Operating | Merrimack
15472 | Public Service Co of NH | Gorham | Electric Utility | NH | 0.4 | 0.4 | 0.4 | Conventional Hydroelectric | WAT | HY | 8 | 1917 |  |  | (OP) Operating | Coos
15472 | Public Service Co of NH | Gorham | Electric Utility | NH | 0.4 | 0.4 | 0.4 | Conventional Hydroelectric | WAT | HY | 8 | 1917 |  |  | (OP) Operating | Coos
15472 | Public Service Co of NH | Gorham | Electric Utility | NH | 0.7 | 0.6 | 0.6 | Conventional Hydroelectric | WAT | HY | 8 | 1923 |  |  | (OP) Operating | Coos
15472 | Public Service Co of NH | Gorham | Electric Utility | NH | 0.7 | 0.6 | 0.6 | Conventional Hydroelectric | WAT | HY | 8 | 1923 |  |  | (OP) Operating | Coos
15472 | Public Service Co of NH | Hooksett | Electric Utility | NH | 1.6 | 1.6 | 1.6 | Conventional Hydroelectric | WAT | HY | 8 | 1927 |  |  | (OP) Operating | Merrimack
15472 | Public Service Co of NH | Jackman | Electric Utility | NH | 3.2 | 3.6 | 3.4 | Conventional Hydroelectric | WAT | HY | 2 | 1926 |  |  | (OP) Operating | Hillsborough
15472 | Public Service Co of NH | Lost Nation | Electric Utility | NH | 18 | 14 | 18.1 | Petroleum Liquids | DFO | GT | 9 | 1969 |  |  | (OP) Operating | Coos
15472 | Public Service Co of NH | Merrimack | Electric Utility | NH | 113.6 | 108 | 108 | Conventional Steam Coal | BIT | ST | 12 | 1960 |  |  | (OP) Operating | Merrimack
15472 | Public Service Co of NH | Merrimack | Electric Utility | NH | 345.6 | 330.5 | 330 | Conventional Steam Coal | BIT | ST | 5 | 1968 |  |  | (OP) Operating | Merrimack
15472 | Public Service Co of NH | Merrimack | Electric Utility | NH | 18.6 | 16.8 | 21.7 | Petroleum Liquids | JF | GT | 8 | 1968 |  |  | (OP) Operating | Merrimack
15472 | Public Service Co of NH | Merrimack | Electric Utility | NH | 18.6 | 16.8 | 21.3 | Petroleum Liquids | JF | GT | 8 | 1969 |  |  | (OP) Operating | Merrimack
15472 | Public Service Co of NH | Schiller | Electric Utility | NH | 50 | 47.5 | 48 | Conventional Steam Coal | BIT | ST | 10 | 1952 |  |  | (OP) Operating | Rockingham
15472 | Public Service Co of NH | Schiller | Electric Utility | NH | 50 | 43.1 | 42.6 | Wood/Wood Waste Biomass | WDS | ST | 5 | 1955 |  |  | (OP) Operating | Rockingham
15472 | Public Service Co of NH | Schiller | Electric Utility | NH | 50 | 47.9 | 48.6 | Conventional Steam Coal | BIT | ST | 7 | 1957 |  |  | (OP) Operating | Rockingham
15472 | Public Service Co of NH | Schiller | Electric Utility | NH | 21.2 | 17 | 18 | Petroleum Liquids | JF | GT | 11 | 1970 |  |  | (OP) Operating | Rockingham
15472 | Public Service Co of NH | Smith (NH) | Electric Utility | NH | 15 | 11.7 | 15.2 | Conventional Hydroelectric | WAT | HY | 8 | 1948 |  |  | (OP) Operating | Coos
15472 | Public Service Co of NH | White Lake | Electric Utility | NH | 18.6 | 17.5 | 22.4 | Petroleum Liquids | JF | GT | 7 | 1968 |  |  | (OP) Operating | Carroll
6854 | NextEra Energy Seabrook LLC | Seabrook | IPP Non-CHP | NH | 1242 | 1249.1 | 1249.1 | Nuclear | NUC | ST | 8 | 1990 |  |  | (OP) Operating | Rockingham
15472 | Public Service Co of NH | Newington | Electric Utility | NH | 414 | 400.2 | 400.2 | Natural Gas Steam Turbine | NG | ST | 6 | 1974 |  |  | (OP) Operating | Rockingham
56590 | Silverstreet Hydro | Hillsborough Hosiery | IPP Non-CHP | NH | 0.6 | 0.6 | 0.6 | Conventional Hydroelectric | WAT | HY | 12 | 1989 |  |  | (OP) Operating | Hillsborough
56590 | Silverstreet Hydro | Hillsborough Hosiery | IPP Non-CHP | NH | 0.6 | 0.6 | 0.6 | Conventional Hydroelectric | WAT | HY | 12 | 1989 |  |  | (OP) Operating | Hillsborough
6636 | Foss Manufacturing Company LLC | Hampton Facility | Industrial CHP | NH | 5 | 3.8 | 5 | Natural Gas Fired Combustion Turbine | NG | GT | 1 | 2000 |  |  | (OP) Operating | Rockingham
57280 | Eagle Creek RE LLC | Franklin Industrial Complex | IPP Non-CHP | NH | 1.5 | 0.6 | 0.5 | Conventional Hydroelectric | WAT | HY | 12 | 1985 |  |  | (OP) Operating | Merrimack
57280 | Eagle Creek RE LLC | Franklin Industrial Complex | IPP Non-CHP | NH | 0.2 | 0.2 | 0.2 | Conventional Hydroelectric | WAT | HY | 6 | 1982 |  |  | (OP) Operating | Merrimack
57280 | Eagle Creek RE LLC | Mine Falls Generating Station | IPP Non-CHP | NH | 1.5 | 1.5 | 1.5 | Conventional Hydroelectric | WAT | HY | 12 | 1985 |  |  | (OP) Operating | Hillsborough
57280 | Eagle Creek RE LLC | Mine Falls Generating Station | IPP Non-CHP | NH | 1.5 | 1.7 | 1.7 | Conventional Hydroelectric | WAT | HY | 12 | 1985 |  |  | (OP) Operating | Hillsborough
57280 | Eagle Creek RE LLC | Clement Dam Hydro LLC | IPP Non-CHP | NH | 2.4 | 2.3 | 2.3 | Conventional Hydroelectric | WAT | HY | 12 | 1984 |  |  | (OP) Operating | Belknap
2226 | Bridgewater Power Co LP | Bridgewater Power LP | IPP Non-CHP | NH | 20 | 16 | 16.5 | Wood/Wood Waste Biomass | WDS | ST | 8 | 1987 |  |  | (OP) Operating | Grafton
16498 | SFR Hydro Cor | Milton Hydro | IPP Non-CHP | NH | 0.2 | 0.1 | 0.2 | Conventional Hydroelectric | WAT | HY | 1 | 1914 |  |  | (OP) Operating | Strafford
16498 | SFR Hydro Cor | Milton Hydro | IPP Non-CHP | NH | 0.4 | 0.2 | 0.4 | Conventional Hydroelectric | WAT | HY | 1 | 1914 |  |  | (OP) Operating | Strafford
16498 | SFR Hydro Cor | Milton Hydro | IPP Non-CHP | NH | 0.3 | 0.1 | 0.3 | Conventional Hydroelectric | WAT | HY | 6 | 1984 |  |  | (OP) Operating | Strafford
16498 | SFR Hydro Cor | Milton Hydro | IPP Non-CHP | NH | 0.5 | 0.3 | 0.5 | Conventional Hydroelectric | WAT | HY | 12 | 1987 |  |  | (OP) Operating | Strafford
5226 | Dodge Falls Associates LP | Dodge Falls Associates | IPP Non-CHP | NH | 5 | 5 | 5 | Conventional Hydroelectric | WAT | HY | 12 | 1990 |  |  | (OP) Operating | Grafton
23037 | Errol Hydroelectric Co LLC | Errol Hydroelectric Project | IPP Non-CHP | NH | 3 | 3 | 3 | Conventional Hydroelectric | WAT | HY | 11 | 1986 |  |  | (OP) Operating | Coos
56084 | Springfield Power LLC | Springfield Power LLC | IPP Non-CHP | NH | 20 | 16.1 | 16.3 | Wood/Wood Waste Biomass | WDS | ST | 12 | 1987 |  |  | (OP) Operating | Sullivan
55840 | EWP RENEWABLE CORP. | DG Whitefield LLC | IPP Non-CHP | NH | 19.9 | 17 | 17.5 | Wood/Wood Waste Biomass | WDS | ST | 3 | 1988 |  |  | (OP) Operating | Coos
13442 | New Hampshire Hydro Associates | China Mill Hydro | IPP Non-CHP | NH | 1.7 | 1.7 | 1.7 | Conventional Hydroelectric | WAT | HY | 7 | 1981 |  |  | (OP) Operating | Merrimack
15064 | Pinetree Power Inc | Pinetree Power | IPP Non-CHP | NH | 17.5 | 15 | 15 | Wood/Wood Waste Biomass | WDS | ST | 12 | 1986 |  |  | (OP) Operating | Grafton
60832 | Sugar River Power LLC | Lower Village Water Power Project | IPP Non-CHP | NH | 0.6 | 0.6 | 0.6 | Conventional Hydroelectric | WAT | HY | 5 | 1995 |  |  | (OP) Operating | Sullivan
60832 | Sugar River Power LLC | Lower Village Water Power Project | IPP Non-CHP | NH | 0.6 | 0.6 | 0.6 | Conventional Hydroelectric | WAT | HY | 5 | 1995 |  |  | (OP) Operating | Sullivan
57280 | Eagle Creek RE LLC | Pembroke Hydro | IPP Non-CHP | NH | 2.7 | 0.6 | 1.2 | Conventional Hydroelectric | WAT | HY | 12 | 1985 |  |  | (OP) Operating | Merrimack
36055 | KTZ Hydro LLC | Newfound Hydroelectric | IPP Non-CHP | NH | 0.7 | 0.7 | 0.7 | Conventional Hydroelectric | WAT | HY | 12 | 1983 |  |  | (OP) Operating | Grafton
36055 | KTZ Hydro LLC | Newfound Hydroelectric | IPP Non-CHP | NH | 0.7 | 0.7 | 0.7 | Conventional Hydroelectric | WAT | HY | 12 | 1983 |  |  | (OP) Operating | Grafton
24793 | Briar-Hydro Associates | Rolfe Canal Hydro | IPP Non-CHP | NH | 4.3 | 4.3 | 4.3 | Conventional Hydroelectric | WAT | HY | 12 | 1987 |  |  | (OP) Operating | Merrimack
24793 | Briar-Hydro Associates | Penacook Lower Falls | IPP Non-CHP | NH | 4.6 | 4.6 | 4.6 | Conventional Hydroelectric | WAT | HY | 8 | 1983 |  |  | (OP) Operating | Merrimack
57280 | Eagle Creek RE LLC | Gregg Falls | IPP Non-CHP | NH | 2.2 | 2.1 | 2.1 | Conventional Hydroelectric | WAT | HY | 12 | 1985 |  |  | (OP) Operating | Hillsborough
57280 | Eagle Creek RE LLC | Gregg Falls | IPP Non-CHP | NH | 1.3 | 1.3 | 1.3 | Conventional Hydroelectric | WAT | HY | 12 | 1985 |  |  | (OP) Operating | Hillsborough
24793 | Briar-Hydro Associates | Penacook Upper Falls Hydro | IPP Non-CHP | NH | 3.4 | 3.4 | 3.4 | Conventional Hydroelectric | WAT | HY | 12 | 1986 |  |  | (OP) Operating | Merrimack
17902 | Somersworth Hydro Company, Inc. | Somersworth Lower Great Dam | IPP Non-CHP | NH | 1.3 | 1.2 | 1.2 | Conventional Hydroelectric | WAT | HY | 7 | 1985 |  |  | (OP) Operating | Strafford
15085 | Pinetree Power- Tamworth LLC. | Pinetree Power Tamworth | IPP Non-CHP | NH | 25 | 20 | 20 | Wood/Wood Waste Biomass | WDS | ST | 12 | 1987 |  |  | (OP) Operating | Carroll
15213 | Pontook Operating LP | Pontook Hydro Facility | IPP Non-CHP | NH | 3.5 | 3.5 | 3.5 | Conventional Hydroelectric | WAT | HY | 12 | 1986 |  |  | (OP) Operating | Coos
15213 | Pontook Operating LP | Pontook Hydro Facility | IPP Non-CHP | NH | 3.5 | 3.5 | 3.5 | Conventional Hydroelectric | WAT | HY | 12 | 1986 |  |  | (OP) Operating | Coos
15213 | Pontook Operating LP | Pontook Hydro Facility | IPP Non-CHP | NH | 3.5 | 3.5 | 3.5 | Conventional Hydroelectric | WAT | HY | 12 | 1986 |  |  | (OP) Operating | Coos
20541 | Wheelabrator Environmental Systems | Wheelabrator Concord Facility | IPP Non-CHP | NH | 14 | 12 | 12 | Municipal Solid Waste | MSW | ST | 4 | 1989 |  |  | (OP) Operating | Merrimack
4207 | Consolidated Hydro NH Inc | EHC West Hopkinton | IPP Non-CHP | NH | 1 | 1 | 0.9 | Conventional Hydroelectric | WAT | HY | 7 | 1985 |  |  | (OP) Operating | Merrimack
4823 | Dartmouth College | Dartmouth College Heating Plant | Commercial CHP | NH | 2 | 2 | 2 | Petroleum Liquids | RFO | ST | 1 | 1970 |  |  | (OP) Operating | Grafton
4823 | Dartmouth College | Dartmouth College Heating Plant | Commercial CHP | NH | 2 | 2 | 2 | Petroleum Liquids | RFO | ST | 1 | 1970 |  |  | (OP) Operating | Grafton
4823 | Dartmouth College | Dartmouth College Heating Plant | Commercial CHP | NH | 3 | 3 | 3 | Petroleum Liquids | RFO | ST | 1 | 1992 |  |  | (OP) Operating | Grafton
4207 | Consolidated Hydro NH Inc | Rollinsford | IPP Non-CHP | NH | 0.7 | 0.7 | 0.6 | Conventional Hydroelectric | WAT | HY | 10 | 1986 |  |  | (OP) Operating | Strafford
4207 | Consolidated Hydro NH Inc | Rollinsford | IPP Non-CHP | NH | 0.7 | 0.7 | 0.6 | Conventional Hydroelectric | WAT | HY | 1 | 1995 |  |  | (OP) Operating | Strafford
31216 | Mascoma Hydro Corp | Mascoma Hydro | IPP Non-CHP | NH | 0.5 | 0.5 | 0.5 | Conventional Hydroelectric | WAT | HY | 12 | 1988 |  |  | (OP) Operating | Grafton
31216 | Mascoma Hydro Corp | Mascoma Hydro | IPP Non-CHP | NH | 0.5 | 0.5 | 0.5 | Conventional Hydroelectric | WAT | HY | 12 | 1988 |  |  | (OP) Operating | Grafton
31216 | Mascoma Hydro Corp | Mascoma Hydro | IPP Non-CHP | NH | 0.5 | 0.5 | 0.5 | Conventional Hydroelectric | WAT | HY | 12 | 1988 |  |  | (OP) Operating | Grafton
57280 | Eagle Creek RE LLC | Lochmere Hydroelectric Plant | IPP Non-CHP | NH | 0.3 | 0.3 | 0.3 | Conventional Hydroelectric | WAT | HY | 12 | 1984 |  |  | (OP) Operating | Belknap
57280 | Eagle Creek RE LLC | Lochmere Hydroelectric Plant | IPP Non-CHP | NH | 0.3 | 0.3 | 0.3 | Conventional Hydroelectric | WAT | HY | 12 | 1984 |  |  | (OP) Operating | Belknap
57280 | Eagle Creek RE LLC | Lochmere Hydroelectric Plant | IPP Non-CHP | NH | 0.3 | 0.3 | 0.3 | Conventional Hydroelectric | WAT | HY | 12 | 1984 |  |  | (OP) Operating | Belknap
57280 | Eagle Creek RE LLC | Lochmere Hydroelectric Plant | IPP Non-CHP | NH | 0.3 | 0.3 | 0.3 | Conventional Hydroelectric | WAT | HY | 12 | 1984 |  |  | (OP) Operating | Belknap
7595 | Great Lakes Hydro America LLC | Berlin Gorham | IPP Non-CHP | NH | 2.4 | 2.4 | 2.4 | Conventional Hydroelectric | WAT | HY | 1 | 1914 |  |  | (OP) Operating | Coos
7595 | Great Lakes Hydro America LLC | Berlin Gorham | IPP Non-CHP | NH | 2.4 | 2.4 | 2.4 | Conventional Hydroelectric | WAT | HY | 1 | 1916 |  |  | (OP) Operating | Coos
7595 | Great Lakes Hydro America LLC | Berlin Gorham | IPP Non-CHP | NH | 3.1 | 3.1 | 3.1 | Conventional Hydroelectric | WAT | HY | 1 | 1918 |  |  | (OP) Operating | Coos
7595 | Great Lakes Hydro America LLC | Berlin Gorham | IPP Non-CHP | NH | 1.2 | 1.2 | 1.2 | Conventional Hydroelectric | WAT | HY | 1 | 1920 |  |  | (OP) Operating | Coos
7595 | Great Lakes Hydro America LLC | Berlin Gorham | IPP Non-CHP | NH | 1.2 | 1.2 | 1.2 | Conventional Hydroelectric | WAT | HY | 1 | 1920 |  |  | (OP) Operating | Coos
7595 | Great Lakes Hydro America LLC | Berlin Gorham | IPP Non-CHP | NH | 1.2 | 1.2 | 1.2 | Conventional Hydroelectric | WAT | HY | 1 | 1920 |  |  | (OP) Operating | Coos
7595 | Great Lakes Hydro America LLC | Berlin Gorham | IPP Non-CHP | NH | 1.2 | 1.2 | 1.2 | Conventional Hydroelectric | WAT | HY | 1 | 1920 |  |  | (OP) Operating | Coos
7595 | Great Lakes Hydro America LLC | Berlin Gorham | IPP Non-CHP | NH | 3.8 | 3.8 | 3.8 | Conventional Hydroelectric | WAT | HY | 1 | 1920 |  |  | (OP) Operating | Coos
7595 | Great Lakes Hydro America LLC | Berlin Gorham | IPP Non-CHP | NH | 4.1 | 4.1 | 4.1 | Conventional Hydroelectric | WAT | HY | 1 | 1920 |  |  | (OP) Operating | Coos
7595 | Great Lakes Hydro America LLC | Berlin Gorham | IPP Non-CHP | NH | 0.9 | 0.9 | 0.9 | Conventional Hydroelectric | WAT | HY | 1 | 1916 |  |  | (OP) Operating | Coos
7595 | Great Lakes Hydro America LLC | Berlin Gorham | IPP Non-CHP | NH | 0.9 | 0.9 | 0.9 | Conventional Hydroelectric | WAT | HY | 1 | 1916 |  |  | (OP) Operating | Coos
7595 | Great Lakes Hydro America LLC | Berlin Gorham | IPP Non-CHP | NH | 1.8 | 1.8 | 1.8 | Conventional Hydroelectric | WAT | HY | 1 | 1929 |  |  | (OP) Operating | Coos
7595 | Great Lakes Hydro America LLC | Berlin Gorham | IPP Non-CHP | NH | 0.8 | 0.8 | 0.8 | Conventional Hydroelectric | WAT | HY | 10 | 1980 |  |  | (OP) Operating | Coos
7595 | Great Lakes Hydro America LLC | Berlin Gorham | IPP Non-CHP | NH | 0.8 | 0.8 | 0.8 | Conventional Hydroelectric | WAT | HY | 10 | 1980 |  |  | (OP) Operating | Coos
7595 | Great Lakes Hydro America LLC | Berlin Gorham | IPP Non-CHP | NH | 0.7 | 0.8 | 0.8 | Conventional Hydroelectric | WAT | HY | 10 | 1980 |  |  | (OP) Operating | Coos
7595 | Great Lakes Hydro America LLC | Berlin Gorham | IPP Non-CHP | NH | 0.8 | 0.8 | 0.8 | Conventional Hydroelectric | WAT | HY | 10 | 1980 |  |  | (OP) Operating | Coos
7595 | Great Lakes Hydro America LLC | Berlin Gorham | IPP Non-CHP | NH | 0.6 | 0.6 | 0.6 | Conventional Hydroelectric | WAT | HY | 1 | 1921 |  |  | (OP) Operating | Coos
7595 | Great Lakes Hydro America LLC | Berlin Gorham | IPP Non-CHP | NH | 0.6 | 0.6 | 0.6 | Conventional Hydroelectric | WAT | HY | 1 | 1921 |  |  | (OP) Operating | Coos
7595 | Great Lakes Hydro America LLC | Berlin Gorham | IPP Non-CHP | NH | 0.6 | 0.6 | 0.6 | Conventional Hydroelectric | WAT | HY | 1 | 1921 |  |  | (OP) Operating | Coos
7595 | Great Lakes Hydro America LLC | Berlin Gorham | IPP Non-CHP | NH | 0.5 | 0.5 | 0.5 | Conventional Hydroelectric | WAT | HY | 1 | 1921 |  |  | (OP) Operating | Coos
7595 | Great Lakes Hydro America LLC | Berlin Gorham | IPP Non-CHP | NH | 0.7 | 0.7 | 0.7 | Conventional Hydroelectric | WAT | HY | 1 | 1924 |  |  | (OP) Operating | Coos
54842 | WM Renewable Energy LLC | Turnkey Landfill Gas Recovery | IPP Non-CHP | NH | 0.8 | 0.8 | 0.8 | Landfill Gas | LFG | IC | 2 | 1992 |  |  | (OP) Operating | Strafford
54842 | WM Renewable Energy LLC | Turnkey Landfill Gas Recovery | IPP Non-CHP | NH | 0.8 | 0.8 | 0.8 | Landfill Gas | LFG | IC | 2 | 1992 |  |  | (OP) Operating | Strafford
54842 | WM Renewable Energy LLC | Turnkey Landfill Gas Recovery | IPP Non-CHP | NH | 0.8 | 0.8 | 0.8 | Landfill Gas | LFG | IC | 2 | 1992 |  |  | (OP) Operating | Strafford
54842 | WM Renewable Energy LLC | Turnkey Landfill Gas Recovery | IPP Non-CHP | NH | 0.8 | 0.8 | 0.8 | Landfill Gas | LFG | IC | 9 | 1993 |  |  | (OP) Operating | Strafford
54842 | WM Renewable Energy LLC | Turnkey Landfill Gas Recovery | IPP Non-CHP | NH | 3 | 2.9 | 3.3 | Landfill Gas | LFG | GT | 12 | 1997 |  |  | (OP) Operating | Strafford
54842 | WM Renewable Energy LLC | Turnkey Landfill Gas Recovery | IPP Non-CHP | NH | 3 | 2.9 | 3.3 | Landfill Gas | LFG | GT | 12 | 1997 |  |  | (OP) Operating | Strafford
57249 | EPP Renewable Energy | Nashua Plant | IPP Non-CHP | NH | 0.8 | 0.7 | 0.7 | Landfill Gas | LFG | IC | 4 | 1996 |  |  | (OP) Operating | Hillsborough
57249 | EPP Renewable Energy | Nashua Plant | IPP Non-CHP | NH | 1.6 | 1.5 | 1.5 | Landfill Gas | LFG | IC | 3 | 2016 |  |  | (OP) Operating | Hillsborough
88 | Granite Ridge Energy LLC | Granite Ridge | IPP Non-CHP | NH | 260 | 222 | 263 | Natural Gas Fired Combined Cycle | NG | CT | 3 | 2003 |  |  | (OP) Operating | Rockingham
88 | Granite Ridge Energy LLC | Granite Ridge | IPP Non-CHP | NH | 260 | 222 | 263 | Natural Gas Fired Combined Cycle | NG | CT | 3 | 2003 |  |  | (OP) Operating | Rockingham
88 | Granite Ridge Energy LLC | Granite Ridge | IPP Non-CHP | NH | 270 | 234 | 271 | Natural Gas Fired Combined Cycle | NG | CA | 3 | 2003 |  |  | (OP) Operating | Rockingham
13538 | Essential Power Newington LLC | Essential Power Newington LLC | IPP Non-CHP | NH | 185.6 | 161 | 195 | Natural Gas Fired Combined Cycle | NG | CT | 10 | 2002 |  |  | (OP) Operating | Rockingham
13538 | Essential Power Newington LLC | Essential Power Newington LLC | IPP Non-CHP | NH | 185.6 | 161 | 195 | Natural Gas Fired Combined Cycle | NG | CT | 10 | 2002 |  |  | (OP) Operating | Rockingham
13538 | Essential Power Newington LLC | Essential Power Newington LLC | IPP Non-CHP | NH | 234.3 | 231 | 233 | Natural Gas Fired Combined Cycle | NG | CA | 10 | 2002 |  |  | (OP) Operating | Rockingham
15399 | Avangrid Renewables LLC | Lempster Wind LLC | IPP Non-CHP | NH | 24 | 24 | 24 | Onshore Wind Turbine | WND | WT | 12 | 2008 |  |  | (OP) Operating | Sullivan
57378 | Granite Reliable Power | Granite Reliable Power | IPP Non-CHP | NH | 99 | 99 | 99 | Onshore Wind Turbine | WND | WT | 2 | 2012 |  |  | (OP) Operating | Coos
57430 | Berlin Station, LLC | Burgess BioPower | IPP Non-CHP | NH | 75 | 67.5 | 67.5 | Wood/Wood Waste Biomass | WDS | ST | 11 | 2013 |  |  | (OP) Operating | Coos
15399 | Avangrid Renewables LLC | Groton Wind LLC | IPP Non-CHP | NH | 48 | 48 | 48 | Onshore Wind Turbine | WND | WT | 12 | 2012 |  |  | (OP) Operating | Grafton
58099 | Emcor Energy Services | UNH 7.9 MW Plant | Commercial CHP | NH | 7.9 | 7.9 | 7.9 | Landfill Gas | LFG | GT | 9 | 2006 |  |  | (OP) Operating | Strafford
58550 | Indeck Energy-Alexandria, LLC | Indeck Energy-Alexandria | IPP Non-CHP | NH | 16 | 15.2 | 15.2 | Wood/Wood Waste Biomass | WDS | ST | 11 | 2008 |  |  | (OP) Operating | Grafton
57280 | Eagle Creek RE LLC | Stevens Mills Hydroelectric Project | IPP Non-CHP | NH | 0.2 | 0.2 | 0.2 | Conventional Hydroelectric | WAT | HY | 1 | 1985 |  |  | (OP) Operating | Merrimack
57280 | Eagle Creek RE LLC | Stevens Mills Hydroelectric Project | IPP Non-CHP | NH | 1.9 | 1.8 | 1.8 | Conventional Hydroelectric | WAT | HY | 1 | 1985 |  |  | (OP) Operating | Merrimack
58891 | Jericho Power LLC | Jericho Power | IPP Non-CHP | NH | 14.3 | 12.1 | 12.1 | Onshore Wind Turbine | WND | WT | 1 | 2016 |  |  | (OP) Operating | Coos
4566 | Crotched Mt Rehab Ctr Inc | Crotched Mountain Rehabilitation Center | Commercial CHP | NH | 0.7 | 0.7 | 0.7 | Petroleum Liquids | DFO | IC | 2 | 1990 |  |  | (SB) Standby/Backup: available for service but not normally used | Hillsborough
4566 | Crotched Mt Rehab Ctr Inc | Crotched Mountain Rehabilitation Center | Commercial CHP | NH | 0.7 | 0.7 | 0.7 | Petroleum Liquids | DFO | IC | 2 | 1990 |  |  | (SB) Standby/Backup: available for service but not normally used | Hillsborough
4566 | Crotched Mt Rehab Ctr Inc | Crotched Mountain Rehabilitation Center | Commercial CHP | NH | 0.7 | 0.7 | 0.7 | Petroleum Liquids | DFO | IC | 2 | 1990 |  |  | (SB) Standby/Backup: available for service but not normally used | Hillsborough
59190 | Plymouth State University | Plymouth State College Cogeneration | Commercial CHP | NH | 1.2 | 1.2 | 1.2 | Petroleum Liquids | DFO | IC | 4 | 1994 |  |  | (SB) Standby/Backup: available for service but not normally used | Grafton
59190 | Plymouth State University | Plymouth State College Cogeneration | Commercial CHP | NH | 1.6 | 1.6 | 1.6 | Petroleum Liquids | DFO | IC | 8 | 2000 |  |  | (SB) Standby/Backup: available for service but not normally used | Grafton

## MDonly
Entity ID | Entity Name | Plant Name | Sector | Plant State | Nameplate Capacity (MW) | Net Summer Capacity (MW) | Net Winter Capacity (MW) | Technology | Energy Source Code | Prime Mover Code | Operating Month | Operating Year | Planned Retirement Month | Planned Retirement Year | Status | County
5277 | American Sugar Refining, Inc. | Domino Sugar Baltimore | Industrial CHP | MD | 5 | 5 | 5 | Natural Gas Steam Turbine | NG | ST | 6 | 1959 |  |  | (OA) Out of service but expected to return to service in next calendar year | Baltimore City
55796 | Eastern Landfill Gas LLC | Eastern Landfill Gas LLC | IPP Non-CHP | MD | 1 | 1 | 1 | Landfill Gas | LFG | IC | 10 | 2006 |  |  | (OA) Out of service but expected to return to service in next calendar year | Baltimore
55796 | Eastern Landfill Gas LLC | Eastern Landfill Gas LLC | IPP Non-CHP | MD | 1 | 1 | 1 | Landfill Gas | LFG | IC | 10 | 2006 |  |  | (OA) Out of service but expected to return to service in next calendar year | Baltimore
55796 | Eastern Landfill Gas LLC | Eastern Landfill Gas LLC | IPP Non-CHP | MD | 1 | 1 | 1 | Landfill Gas | LFG | IC | 10 | 2006 |  |  | (OA) Out of service but expected to return to service in next calendar year | Baltimore
58178 | GSA Metropolitan Service Center | Central Utility Plant at White Oak | Commercial CHP | MD | 5 | 5 | 5 | Natural Gas Fired Combined Cycle | NG | CA | 2 | 2014 |  |  | (OA) Out of service but expected to return to service in next calendar year | Montgomery
60421 | Brandon Shores LLC | Brandon Shores | IPP Non-CHP | MD | 685 | 635 | 640 | Conventional Steam Coal | BIT | ST | 5 | 1984 |  |  | (OP) Operating | Anne Arundel
60421 | Brandon Shores LLC | Brandon Shores | IPP Non-CHP | MD | 685 | 638 | 640 | Conventional Steam Coal | BIT | ST | 5 | 1991 |  |  | (OP) Operating | Anne Arundel
60415 | CP Crane Power, LLC | CP Crane Power, LLC | IPP Non-CHP | MD | 190.4 | 190 | 190 | Conventional Steam Coal | SUB | ST | 7 | 1961 | 6 | 2018 | (OP) Operating | Baltimore
60415 | CP Crane Power, LLC | CP Crane Power, LLC | IPP Non-CHP | MD | 209.4 | 195 | 195 | Conventional Steam Coal | SUB | ST | 2 | 1963 | 6 | 2018 | (OP) Operating | Baltimore
60415 | CP Crane Power, LLC | CP Crane Power, LLC | IPP Non-CHP | MD | 16 | 14 | 14 | Petroleum Liquids | DFO | GT | 8 | 1967 | 10 | 2019 | (OP) Operating | Baltimore
4161 | Constellation Power Source Gen | Gould Street | IPP Non-CHP | MD | 103.5 | 97 | 97 | Natural Gas Steam Turbine | NG | ST | 12 | 1952 |  |  | (OP) Operating | Baltimore City
60422 | H.A. Wagner LLC | Herbert A Wagner | IPP Non-CHP | MD | 132.8 | 126 | 126 | Natural Gas Steam Turbine | NG | ST | 2 | 1956 |  |  | (OP) Operating | Anne Arundel
60422 | H.A. Wagner LLC | Herbert A Wagner | IPP Non-CHP | MD | 136 | 118 | 118 | Conventional Steam Coal | RC | ST | 1 | 1959 | 6 | 2020 | (OP) Operating | Anne Arundel
60422 | H.A. Wagner LLC | Herbert A Wagner | IPP Non-CHP | MD | 359 | 305 | 305 | Conventional Steam Coal | RC | ST | 8 | 1966 |  |  | (OP) Operating | Anne Arundel
60422 | H.A. Wagner LLC | Herbert A Wagner | IPP Non-CHP | MD | 414.7 | 397 | 397 | Petroleum Liquids | RFO | ST | 8 | 1972 |  |  | (OP) Operating | Anne Arundel
60422 | H.A. Wagner LLC | Herbert A Wagner | IPP Non-CHP | MD | 16 | 12.9 | 12.9 | Petroleum Liquids | DFO | GT | 8 | 1967 |  |  | (OP) Operating | Anne Arundel
4161 | Constellation Power Source Gen | Notch Cliff | IPP Non-CHP | MD | 18 | 14 | 16 | Natural Gas Fired Combustion Turbine | NG | GT | 6 | 1969 |  |  | (OP) Operating | Baltimore
4161 | Constellation Power Source Gen | Notch Cliff | IPP Non-CHP | MD | 18 | 14 | 16 | Natural Gas Fired Combustion Turbine | NG | GT | 6 | 1969 |  |  | (OP) Operating | Baltimore
4161 | Constellation Power Source Gen | Notch Cliff | IPP Non-CHP | MD | 18 | 14 | 16 | Natural Gas Fired Combustion Turbine | NG | GT | 6 | 1969 |  |  | (OP) Operating | Baltimore
4161 | Constellation Power Source Gen | Notch Cliff | IPP Non-CHP | MD | 18 | 14 | 16 | Natural Gas Fired Combustion Turbine | NG | GT | 6 | 1969 |  |  | (OP) Operating | Baltimore
4161 | Constellation Power Source Gen | Notch Cliff | IPP Non-CHP | MD | 18 | 14.6 | 16 | Natural Gas Fired Combustion Turbine | NG | GT | 6 | 1969 |  |  | (OP) Operating | Baltimore
4161 | Constellation Power Source Gen | Notch Cliff | IPP Non-CHP | MD | 18 | 15.6 | 16 | Natural Gas Fired Combustion Turbine | NG | GT | 6 | 1969 |  |  | (OP) Operating | Baltimore
4161 | Constellation Power Source Gen | Notch Cliff | IPP Non-CHP | MD | 18 | 14.5 | 16 | Natural Gas Fired Combustion Turbine | NG | GT | 6 | 1969 |  |  | (OP) Operating | Baltimore
4161 | Constellation Power Source Gen | Notch Cliff | IPP Non-CHP | MD | 18 | 16 | 16 | Natural Gas Fired Combustion Turbine | NG | GT | 6 | 1969 |  |  | (OP) Operating | Baltimore
4161 | Constellation Power Source Gen | Perryman | IPP Non-CHP | MD | 53.1 | 52 | 52 | Petroleum Liquids | DFO | GT | 1 | 1972 |  |  | (OP) Operating | Harford
4161 | Constellation Power Source Gen | Perryman | IPP Non-CHP | MD | 53.1 | 51 | 51 | Petroleum Liquids | DFO | GT | 4 | 1972 |  |  | (OP) Operating | Harford
4161 | Constellation Power Source Gen | Perryman | IPP Non-CHP | MD | 53.1 | 52 | 52 | Petroleum Liquids | DFO | GT | 4 | 1972 |  |  | (OP) Operating | Harford
4161 | Constellation Power Source Gen | Perryman | IPP Non-CHP | MD | 192 | 139 | 149 | Natural Gas Fired Combustion Turbine | NG | GT | 6 | 1995 |  |  | (OP) Operating | Harford
4161 | Constellation Power Source Gen | Perryman | IPP Non-CHP | MD | 141 | 109.8 | 120 | Natural Gas Fired Combustion Turbine | NG | GT | 6 | 2015 |  |  | (OP) Operating | Harford
4161 | Constellation Power Source Gen | Philadelphia | IPP Non-CHP | MD | 20.7 | 15.3 | 16 | Petroleum Liquids | DFO | GT | 8 | 1970 |  |  | (OP) Operating | Baltimore City
4161 | Constellation Power Source Gen | Philadelphia | IPP Non-CHP | MD | 20.7 | 16 | 16 | Petroleum Liquids | DFO | GT | 8 | 1970 |  |  | (OP) Operating | Baltimore City
4161 | Constellation Power Source Gen | Philadelphia | IPP Non-CHP | MD | 20.7 | 14.8 | 16 | Petroleum Liquids | DFO | GT | 9 | 1970 |  |  | (OP) Operating | Baltimore City
4161 | Constellation Power Source Gen | Philadelphia | IPP Non-CHP | MD | 20.7 | 14.8 | 16 | Petroleum Liquids | DFO | GT | 9 | 1970 |  |  | (OP) Operating | Baltimore City
4161 | Constellation Power Source Gen | Riverside (MD) | IPP Non-CHP | MD | 25 | 19 | 22 | Petroleum Liquids | DFO | GT | 9 | 1970 |  |  | (OP) Operating | Baltimore
4161 | Constellation Power Source Gen | Riverside (MD) | IPP Non-CHP | MD | 25 | 20 | 22 | Petroleum Liquids | DFO | GT | 9 | 1970 |  |  | (OP) Operating | Baltimore
4161 | Constellation Power Source Gen | Westport | IPP Non-CHP | MD | 121.5 | 115.8 | 115.8 | Natural Gas Fired Combustion Turbine | NG | GT | 2 | 1969 |  |  | (OP) Operating | Baltimore City
19830 | NRG Vienna Operations Inc | Vienna Operations | IPP Non-CHP | MD | 18.6 | 14.3 | 14.3 | Petroleum Liquids | DFO | GT | 1 | 1968 |  |  | (OP) Operating | Dorchester
19830 | NRG Vienna Operations Inc | Vienna Operations | IPP Non-CHP | MD | 162 | 153 | 153 | Petroleum Liquids | RFO | ST | 1 | 1972 |  |  | (OP) Operating | Dorchester
54679 | BP Piney & Deep Creek LLC | Deep Creek | IPP Non-CHP | MD | 10 | 9 | 9 | Conventional Hydroelectric | WAT | HY | 7 | 1925 |  |  | (OP) Operating | Garrett
54679 | BP Piney & Deep Creek LLC | Deep Creek | IPP Non-CHP | MD | 10 | 9 | 9 | Conventional Hydroelectric | WAT | HY | 7 | 1925 |  |  | (OP) Operating | Garrett
12628 | NRG Chalk Point LLC | Chalk Point LLC | IPP Non-CHP | MD | 659 | 582 | 582 | Natural Gas Steam Turbine | NG | ST | 5 | 1975 |  |  | (OP) Operating | Prince Georges
12628 | NRG Chalk Point LLC | Chalk Point LLC | IPP Non-CHP | MD | 659 | 582 | 582 | Natural Gas Steam Turbine | NG | ST | 12 | 1981 |  |  | (OP) Operating | Prince Georges
12628 | NRG Chalk Point LLC | Chalk Point LLC | IPP Non-CHP | MD | 16 | 16 | 16 | Petroleum Liquids | DFO | GT | 4 | 1967 |  |  | (OP) Operating | Prince Georges
12628 | NRG Chalk Point LLC | Chalk Point LLC | IPP Non-CHP | MD | 35 | 22 | 27 | Petroleum Liquids | DFO | GT | 6 | 1974 |  |  | (OP) Operating | Prince Georges
12628 | NRG Chalk Point LLC | Chalk Point LLC | IPP Non-CHP | MD | 103 | 73 | 92 | Natural Gas Fired Combustion Turbine | NG | GT | 6 | 1991 |  |  | (OP) Operating | Prince Georges
12628 | NRG Chalk Point LLC | Chalk Point LLC | IPP Non-CHP | MD | 103 | 73 | 92 | Natural Gas Fired Combustion Turbine | NG | GT | 6 | 1991 |  |  | (OP) Operating | Prince Georges
12628 | NRG Chalk Point LLC | Chalk Point LLC | IPP Non-CHP | MD | 125 | 81 | 107 | Natural Gas Fired Combustion Turbine | NG | GT | 6 | 1991 |  |  | (OP) Operating | Prince Georges
12628 | NRG Chalk Point LLC | Chalk Point LLC | IPP Non-CHP | MD | 125 | 81 | 107 | Natural Gas Fired Combustion Turbine | NG | GT | 6 | 1991 |  |  | (OP) Operating | Prince Georges
12628 | NRG Chalk Point LLC | Chalk Point LLC | IPP Non-CHP | MD | 94 | 71 | 90 | Natural Gas Fired Combustion Turbine | NG | GT | 6 | 1990 |  |  | (OP) Operating | Prince Georges
12628 | NRG Chalk Point LLC | Chalk Point LLC | IPP Non-CHP | MD | 364 | 331 | 331 | Conventional Steam Coal | BIT | ST | 8 | 1964 |  |  | (OP) Operating | Prince Georges
12628 | NRG Chalk Point LLC | Chalk Point LLC | IPP Non-CHP | MD | 364 | 336 | 337 | Conventional Steam Coal | BIT | ST | 3 | 1965 |  |  | (OP) Operating | Prince Georges
12653 | GenOn Mid-Atlantic LLC | Dickerson | IPP Non-CHP | MD | 196 | 173 | 173 | Conventional Steam Coal | BIT | ST | 4 | 1960 |  |  | (OP) Operating | Montgomery
12653 | GenOn Mid-Atlantic LLC | Dickerson | IPP Non-CHP | MD | 196 | 173 | 173 | Conventional Steam Coal | BIT | ST | 3 | 1962 |  |  | (OP) Operating | Montgomery
12653 | GenOn Mid-Atlantic LLC | Dickerson | IPP Non-CHP | MD | 19 | 18 | 18 | Petroleum Liquids | DFO | GT | 3 | 1967 |  |  | (OP) Operating | Montgomery
12653 | GenOn Mid-Atlantic LLC | Dickerson | IPP Non-CHP | MD | 163 | 147 | 167 | Natural Gas Fired Combustion Turbine | NG | GT | 6 | 1992 |  |  | (OP) Operating | Montgomery
12653 | GenOn Mid-Atlantic LLC | Dickerson | IPP Non-CHP | MD | 163 | 147 | 167 | Natural Gas Fired Combustion Turbine | NG | GT | 6 | 1992 |  |  | (OP) Operating | Montgomery
12653 | GenOn Mid-Atlantic LLC | Dickerson | IPP Non-CHP | MD | 196 | 173 | 173 | Conventional Steam Coal | BIT | ST | 6 | 1959 |  |  | (OP) Operating | Montgomery
12653 | GenOn Mid-Atlantic LLC | Morgantown Generating Plant | IPP Non-CHP | MD | 65 | 48 | 59 | Petroleum Liquids | DFO | GT | 6 | 1973 |  |  | (OP) Operating | Charles
12653 | GenOn Mid-Atlantic LLC | Morgantown Generating Plant | IPP Non-CHP | MD | 65 | 48 | 59 | Petroleum Liquids | DFO | GT | 6 | 1973 |  |  | (OP) Operating | Charles
12653 | GenOn Mid-Atlantic LLC | Morgantown Generating Plant | IPP Non-CHP | MD | 65 | 48 | 59 | Petroleum Liquids | DFO | GT | 5 | 1973 |  |  | (OP) Operating | Charles
12653 | GenOn Mid-Atlantic LLC | Morgantown Generating Plant | IPP Non-CHP | MD | 65 | 48 | 59 | Petroleum Liquids | DFO | GT | 5 | 1973 |  |  | (OP) Operating | Charles
12653 | GenOn Mid-Atlantic LLC | Morgantown Generating Plant | IPP Non-CHP | MD | 18 | 13 | 17 | Petroleum Liquids | DFO | GT | 12 | 1970 |  |  | (OP) Operating | Charles
12653 | GenOn Mid-Atlantic LLC | Morgantown Generating Plant | IPP Non-CHP | MD | 18 | 13 | 17 | Petroleum Liquids | DFO | GT | 2 | 1971 |  |  | (OP) Operating | Charles
12653 | GenOn Mid-Atlantic LLC | Morgantown Generating Plant | IPP Non-CHP | MD | 626 | 596 | 596 | Conventional Steam Coal | BIT | ST | 6 | 1970 |  |  | (OP) Operating | Charles
12653 | GenOn Mid-Atlantic LLC | Morgantown Generating Plant | IPP Non-CHP | MD | 626 | 609 | 609 | Conventional Steam Coal | BIT | ST | 6 | 1971 |  |  | (OP) Operating | Charles
18344 | Susquehanna Electric Co | Conowingo | IPP Non-CHP | MD | 45 | 48 | 48 | Conventional Hydroelectric | WAT | HY | 3 | 1928 |  |  | (OP) Operating | Harford
18344 | Susquehanna Electric Co | Conowingo | IPP Non-CHP | MD | 55.6 | 65 | 65 | Conventional Hydroelectric | WAT | HY | 5 | 1964 |  |  | (OP) Operating | Harford
18344 | Susquehanna Electric Co | Conowingo | IPP Non-CHP | MD | 55.6 | 65 | 65 | Conventional Hydroelectric | WAT | HY | 5 | 1964 |  |  | (OP) Operating | Harford
18344 | Susquehanna Electric Co | Conowingo | IPP Non-CHP | MD | 36 | 36 | 36 | Conventional Hydroelectric | WAT | HY | 3 | 1928 |  |  | (OP) Operating | Harford
18344 | Susquehanna Electric Co | Conowingo | IPP Non-CHP | MD | 48 | 48 | 48 | Conventional Hydroelectric | WAT | HY | 3 | 1928 |  |  | (OP) Operating | Harford
18344 | Susquehanna Electric Co | Conowingo | IPP Non-CHP | MD | 47.7 | 48 | 48 | Conventional Hydroelectric | WAT | HY | 4 | 1928 |  |  | (OP) Operating | Harford
18344 | Susquehanna Electric Co | Conowingo | IPP Non-CHP | MD | 36 | 36 | 36 | Conventional Hydroelectric | WAT | HY | 6 | 1928 |  |  | (OP) Operating | Harford
18344 | Susquehanna Electric Co | Conowingo | IPP Non-CHP | MD | 47.7 | 48 | 48 | Conventional Hydroelectric | WAT | HY | 7 | 1928 |  |  | (OP) Operating | Harford
18344 | Susquehanna Electric Co | Conowingo | IPP Non-CHP | MD | 48 | 48 | 48 | Conventional Hydroelectric | WAT | HY | 6 | 1928 |  |  | (OP) Operating | Harford
18344 | Susquehanna Electric Co | Conowingo | IPP Non-CHP | MD | 55.6 | 65 | 65 | Conventional Hydroelectric | WAT | HY | 3 | 1964 |  |  | (OP) Operating | Harford
18344 | Susquehanna Electric Co | Conowingo | IPP Non-CHP | MD | 55.6 | 65 | 65 | Conventional Hydroelectric | WAT | HY | 3 | 1964 |  |  | (OP) Operating | Harford
5625 | Easton Utilities Comm | Easton | Electric Utility | MD | 3.5 | 3.5 | 3.5 | Petroleum Liquids | DFO | IC | 5 | 1966 |  |  | (OP) Operating | Talbot
5625 | Easton Utilities Comm | Easton | Electric Utility | MD | 1.5 | 1.5 | 1.5 | Petroleum Liquids | DFO | IC | 12 | 1995 |  |  | (OP) Operating | Talbot
5625 | Easton Utilities Comm | Easton | Electric Utility | MD | 1.5 | 1.5 | 1.5 | Petroleum Liquids | DFO | IC | 12 | 1995 |  |  | (OP) Operating | Talbot
5625 | Easton Utilities Comm | Easton | Electric Utility | MD | 3.8 | 3.6 | 3.6 | Petroleum Liquids | DFO | IC | 6 | 1968 |  |  | (OP) Operating | Talbot
5625 | Easton Utilities Comm | Easton | Electric Utility | MD | 4.1 | 4.1 | 4.1 | Petroleum Liquids | DFO | IC | 7 | 1970 |  |  | (OP) Operating | Talbot
5625 | Easton Utilities Comm | Easton | Electric Utility | MD | 5.6 | 5.6 | 5.6 | Petroleum Liquids | DFO | IC | 7 | 1973 |  |  | (OP) Operating | Talbot
5625 | Easton Utilities Comm | Easton | Electric Utility | MD | 5.6 | 5.6 | 5.6 | Petroleum Liquids | DFO | IC | 7 | 1973 |  |  | (OP) Operating | Talbot
5625 | Easton Utilities Comm | Easton | Electric Utility | MD | 2.5 | 2 | 2 | Petroleum Liquids | DFO | IC | 11 | 1954 |  |  | (OP) Operating | Talbot
5625 | Easton Utilities Comm | Easton | Electric Utility | MD | 2.5 | 2 | 2 | Petroleum Liquids | DFO | IC | 5 | 1957 |  |  | (OP) Operating | Talbot
5625 | Easton Utilities Comm | Easton | Electric Utility | MD | 3 | 2.5 | 2.5 | Petroleum Liquids | DFO | IC | 12 | 1961 |  |  | (OP) Operating | Talbot
5625 | Easton Utilities Comm | Easton 2 | Electric Utility | MD | 1.5 | 1.5 | 1.5 | Petroleum Liquids | DFO | IC | 5 | 1995 |  |  | (OP) Operating | Talbot
5625 | Easton Utilities Comm | Easton 2 | Electric Utility | MD | 1.5 | 1.5 | 1.5 | Petroleum Liquids | DFO | IC | 5 | 1995 |  |  | (OP) Operating | Talbot
5625 | Easton Utilities Comm | Easton 2 | Electric Utility | MD | 5.4 | 4.5 | 5.1 | Petroleum Liquids | DFO | GT | 11 | 2004 |  |  | (OP) Operating | Talbot
5625 | Easton Utilities Comm | Easton 2 | Electric Utility | MD | 5.4 | 4.5 | 5.1 | Petroleum Liquids | DFO | GT | 11 | 2004 |  |  | (OP) Operating | Talbot
5625 | Easton Utilities Comm | Easton 2 | Electric Utility | MD | 6.2 | 6.2 | 6.2 | Petroleum Liquids | DFO | IC | 3 | 1978 |  |  | (OP) Operating | Talbot
5625 | Easton Utilities Comm | Easton 2 | Electric Utility | MD | 6.2 | 6.2 | 6.2 | Petroleum Liquids | DFO | IC | 3 | 1978 |  |  | (OP) Operating | Talbot
5625 | Easton Utilities Comm | Easton 2 | Electric Utility | MD | 6.3 | 6.3 | 6.3 | Petroleum Liquids | RFO | IC | 6 | 1989 |  |  | (OP) Operating | Talbot
5625 | Easton Utilities Comm | Easton 2 | Electric Utility | MD | 6.3 | 6.3 | 6.3 | Petroleum Liquids | RFO | IC | 6 | 1989 |  |  | (OP) Operating | Talbot
55951 | Exelon Nuclear | Calvert Cliffs Nuclear Power Plant | IPP Non-CHP | MD | 918 | 866 | 890 | Nuclear | NUC | ST | 5 | 1975 |  |  | (OP) Operating | Calvert
55951 | Exelon Nuclear | Calvert Cliffs Nuclear Power Plant | IPP Non-CHP | MD | 910.7 | 841.8 | 878 | Nuclear | NUC | ST | 4 | 1977 |  |  | (OP) Operating | Calvert
84 | A & N Electric Coop | Smith Island | Electric Utility | MD | 0.5 | 0.4 | 0.4 | Petroleum Liquids | DFO | IC | 12 | 1969 |  |  | (OP) Operating | Somerset
1615 | Town of Berlin - (MD) | Berlin | Electric Utility | MD | 1.1 | 1.1 | 1.1 | Petroleum Liquids | DFO | IC | 6 | 1961 |  |  | (OP) Operating | Worcester
1615 | Town of Berlin - (MD) | Berlin | Electric Utility | MD | 1.8 | 1.8 | 1.8 | Petroleum Liquids | DFO | IC | 7 | 1999 |  |  | (OP) Operating | Worcester
1615 | Town of Berlin - (MD) | Berlin | Electric Utility | MD | 1.8 | 1.8 | 1.8 | Petroleum Liquids | DFO | IC | 7 | 2000 |  |  | (OP) Operating | Worcester
1615 | Town of Berlin - (MD) | Berlin | Electric Utility | MD | 2.5 | 2.5 | 2.5 | Petroleum Liquids | DFO | IC | 12 | 1989 |  |  | (OP) Operating | Worcester
56386 | Essential Power Rock Springs LLC | Essential Power Rock Springs LLC | IPP Non-CHP | MD | 198.9 | 162.1 | 188.5 | Natural Gas Fired Combustion Turbine | NG | GT | 6 | 2003 |  |  | (OP) Operating | Cecil
56386 | Essential Power Rock Springs LLC | Essential Power Rock Springs LLC | IPP Non-CHP | MD | 175.9 | 161.4 | 189 | Natural Gas Fired Combustion Turbine | NG | GT | 6 | 2003 |  |  | (OP) Operating | Cecil
56386 | Essential Power Rock Springs LLC | Essential Power Rock Springs LLC | IPP Non-CHP | MD | 198.9 | 163.6 | 183.9 | Natural Gas Fired Combustion Turbine | NG | GT | 6 | 2003 |  |  | (OP) Operating | Cecil
56386 | Essential Power Rock Springs LLC | Essential Power Rock Springs LLC | IPP Non-CHP | MD | 198.9 | 166.4 | 184.3 | Natural Gas Fired Combustion Turbine | NG | GT | 6 | 2003 |  |  | (OP) Operating | Cecil
20541 | Wheelabrator Environmental Systems | Wheelabrator Baltimore Refuse | IPP CHP | MD | 60.2 | 57 | 57 | Municipal Solid Waste | MSW | ST | 11 | 1984 |  |  | (OP) Operating | Baltimore City
20541 | Wheelabrator Environmental Systems | Wheelabrator Baltimore Refuse | IPP CHP | MD | 4.3 | 4.3 | 4.3 | Municipal Solid Waste | MSW | ST | 1 | 2001 |  |  | (OP) Operating | Baltimore City
35 | AES WR Ltd Partnership | AES Warrior Run Cogeneration Facility | IPP CHP | MD | 229 | 180 | 180 | Conventional Steam Coal | BIT | ST | 8 | 1999 |  |  | (OP) Operating | Allegany
11704 | Maryland Environmental Service | Eastern Correctional Institute | Commercial CHP | MD | 1.9 | 1.3 | 0.8 | Wood/Wood Waste Biomass | WDS | ST | 8 | 1987 |  |  | (OP) Operating | Somerset
11704 | Maryland Environmental Service | Eastern Correctional Institute | Commercial CHP | MD | 1.9 | 1.3 | 0.8 | Wood/Wood Waste Biomass | WDS | ST | 8 | 1987 |  |  | (OP) Operating | Somerset
15380 | Prince George's County | Brown Station Road Plant I | Commercial Non-CHP | MD | 0.9 | 0.8 | 0.8 | Landfill Gas | LFG | IC | 10 | 1987 |  |  | (OP) Operating | Prince Georges
15380 | Prince George's County | Brown Station Road Plant I | Commercial Non-CHP | MD | 0.9 | 0.8 | 0.8 | Landfill Gas | LFG | IC | 10 | 1987 |  |  | (OP) Operating | Prince Georges
50097 | Verso Luke LLC | Luke Mill | Industrial CHP | MD | 35 | 32 | 26 | Conventional Steam Coal | BIT | ST | 1 | 1958 |  |  | (OP) Operating | Allegany
50097 | Verso Luke LLC | Luke Mill | Industrial CHP | MD | 30 | 28 | 24 | Conventional Steam Coal | BIT | ST | 1 | 1979 |  |  | (OP) Operating | Allegany
49760 | Covanta Montgomery, Inc. | Montgomery County Resource Recovery | IPP Non-CHP | MD | 67.8 | 54 | 56 | Municipal Solid Waste | MSW | ST | 5 | 1995 |  |  | (OP) Operating | Montgomery
5277 | American Sugar Refining, Inc. | Domino Sugar Baltimore | Industrial CHP | MD | 2.5 | 2.5 | 2.5 | Natural Gas Steam Turbine | NG | ST | 6 | 1955 |  |  | (OP) Operating | Baltimore City
5277 | American Sugar Refining, Inc. | Domino Sugar Baltimore | Industrial CHP | MD | 10 | 10 | 10 | Natural Gas Steam Turbine | NG | ST | 6 | 2001 |  |  | (OP) Operating | Baltimore City
14410 | KMC Thermo, LLC | Brandywine Power Facility | IPP CHP | MD | 98.7 |  |  | Natural Gas Fired Combined Cycle | NG | CT | 10 | 1996 |  |  | (OP) Operating | Prince Georges
14410 | KMC Thermo, LLC | Brandywine Power Facility | IPP CHP | MD | 98.7 |  |  | Natural Gas Fired Combined Cycle | NG | CT | 8 | 1996 |  |  | (OP) Operating | Prince Georges
14410 | KMC Thermo, LLC | Brandywine Power Facility | IPP CHP | MD | 91.4 | 230 | 230 | Natural Gas Fired Combined Cycle | NG | CA | 9 | 1996 |  |  | (OP) Operating | Prince Georges
56318 | CB&I | Montgomery County Oaks LFGE Plant | IPP Non-CHP | MD | 1.6 | 1.5 | 1.5 | Landfill Gas | LFG | IC | 6 | 2009 |  |  | (OP) Operating | Montgomery
56318 | CB&I | Montgomery County Oaks LFGE Plant | IPP Non-CHP | MD | 0.8 | 0.8 | 0.8 | Landfill Gas | LFG | IC | 6 | 2009 |  |  | (OP) Operating | Montgomery
15380 | Prince George's County | Brown Station Road Plant II | Commercial Non-CHP | MD | 1 | 0.8 | 0.8 | Landfill Gas | LFG | IC | 12 | 2003 |  |  | (OP) Operating | Prince Georges
15380 | Prince George's County | Brown Station Road Plant II | Commercial Non-CHP | MD | 1 | 0.8 | 0.8 | Landfill Gas | LFG | IC | 12 | 2003 |  |  | (OP) Operating | Prince Georges
15380 | Prince George's County | Brown Station Road Plant II | Commercial Non-CHP | MD | 1 | 0.8 | 0.8 | Landfill Gas | LFG | IC | 12 | 2003 |  |  | (OP) Operating | Prince Georges
15380 | Prince George's County | Brown Station Road Plant II | Commercial Non-CHP | MD | 1 | 0.8 | 0.8 | Landfill Gas | LFG | IC | 12 | 2003 |  |  | (OP) Operating | Prince Georges
19165 | Trigen-Cinergy Solutions College Park | UMCP CHP Plant | IPP CHP | MD | 11 | 9.4 | 10.8 | Natural Gas Fired Combustion Turbine | NG | GT | 6 | 2003 |  |  | (OP) Operating | Prince Georges
19165 | Trigen-Cinergy Solutions College Park | UMCP CHP Plant | IPP CHP | MD | 11 | 9.4 | 10.8 | Natural Gas Fired Combustion Turbine | NG | GT | 6 | 2003 |  |  | (OP) Operating | Prince Georges
19165 | Trigen-Cinergy Solutions College Park | UMCP CHP Plant | IPP CHP | MD | 5.4 | 2 | 5.1 | Natural Gas Steam Turbine | NG | ST | 7 | 2003 |  |  | (OP) Operating | Prince Georges
14405 | Power Choice/Pepco Energy Serv | NIH Cogeneration Facility | Commercial CHP | MD | 22 | 21.3 | 22.3 | Natural Gas Fired Combustion Turbine | NG | GT | 7 | 2004 |  |  | (OP) Operating | Montgomery
55938 | Industrial Power Generating Company LLC | Wicomico | IPP Non-CHP | MD | 0.3 | 0.3 | 0.3 | Landfill Gas | LFG | IC | 5 | 2007 |  |  | (OP) Operating | Wicomico
55938 | Industrial Power Generating Company LLC | Wicomico | IPP Non-CHP | MD | 0.3 | 0.3 | 0.3 | Landfill Gas | LFG | IC | 5 | 2007 |  |  | (OP) Operating | Wicomico
55938 | Industrial Power Generating Company LLC | Wicomico | IPP Non-CHP | MD | 0.3 | 0.3 | 0.3 | Landfill Gas | LFG | IC | 5 | 2007 |  |  | (OP) Operating | Wicomico
55938 | Industrial Power Generating Company LLC | Wicomico | IPP Non-CHP | MD | 0.3 | 0.3 | 0.3 | Landfill Gas | LFG | IC | 5 | 2007 |  |  | (OP) Operating | Wicomico
55938 | Industrial Power Generating Company LLC | Wicomico | IPP Non-CHP | MD | 0.3 | 0.3 | 0.3 | Landfill Gas | LFG | IC | 5 | 2007 |  |  | (OP) Operating | Wicomico
55938 | Industrial Power Generating Company LLC | Wicomico | IPP Non-CHP | MD | 0.3 | 0.3 | 0.3 | Landfill Gas | LFG | IC | 5 | 2007 |  |  | (OP) Operating | Wicomico
55938 | Industrial Power Generating Company LLC | Wicomico | IPP Non-CHP | MD | 0.3 | 0.3 | 0.3 | Landfill Gas | LFG | IC | 5 | 2007 |  |  | (OP) Operating | Wicomico
55938 | Industrial Power Generating Company LLC | Wicomico | IPP Non-CHP | MD | 0.3 | 0.3 | 0.3 | Landfill Gas | LFG | IC | 5 | 2007 |  |  | (OP) Operating | Wicomico
55938 | Industrial Power Generating Company LLC | Wicomico | IPP Non-CHP | MD | 0.3 | 0.3 | 0.3 | Landfill Gas | LFG | IC | 5 | 2007 |  |  | (OP) Operating | Wicomico
55938 | Industrial Power Generating Company LLC | Wicomico | IPP Non-CHP | MD | 0.3 | 0.3 | 0.3 | Landfill Gas | LFG | IC | 5 | 2007 |  |  | (OP) Operating | Wicomico
55938 | Industrial Power Generating Company LLC | Wicomico | IPP Non-CHP | MD | 0.3 | 0.3 | 0.3 | Landfill Gas | LFG | IC | 5 | 2007 |  |  | (OP) Operating | Wicomico
55938 | Industrial Power Generating Company LLC | Wicomico | IPP Non-CHP | MD | 0.3 | 0.3 | 0.3 | Landfill Gas | LFG | IC | 5 | 2007 |  |  | (OP) Operating | Wicomico
55938 | Industrial Power Generating Company LLC | Wicomico | IPP Non-CHP | MD | 0.3 | 0.3 | 0.3 | Landfill Gas | LFG | IC | 5 | 2007 |  |  | (OP) Operating | Wicomico
55938 | Industrial Power Generating Company LLC | Wicomico | IPP Non-CHP | MD | 0.3 | 0.3 | 0.3 | Landfill Gas | LFG | IC | 5 | 2007 |  |  | (OP) Operating | Wicomico
55938 | Industrial Power Generating Company LLC | Wicomico | IPP Non-CHP | MD | 0.3 | 0.3 | 0.3 | Landfill Gas | LFG | IC | 5 | 2007 |  |  | (OP) Operating | Wicomico
55938 | Industrial Power Generating Company LLC | Wicomico | IPP Non-CHP | MD | 0.3 | 0.3 | 0.3 | Landfill Gas | LFG | IC | 5 | 2007 |  |  | (OP) Operating | Wicomico
55938 | Industrial Power Generating Company LLC | Wicomico | IPP Non-CHP | MD | 0.3 | 0.3 | 0.3 | Landfill Gas | LFG | IC | 5 | 2007 |  |  | (OP) Operating | Wicomico
55938 | Industrial Power Generating Company LLC | Wicomico | IPP Non-CHP | MD | 0.3 | 0.3 | 0.3 | Landfill Gas | LFG | IC | 5 | 2007 |  |  | (OP) Operating | Wicomico
56031 | CPV Maryland LLC | CPV St Charles Energy Center | IPP Non-CHP | MD | 215 | 205 | 215 | Natural Gas Fired Combined Cycle | NG | CT | 2 | 2017 |  |  | (OP) Operating | Charles
56031 | CPV Maryland LLC | CPV St Charles Energy Center | IPP Non-CHP | MD | 215 | 205 | 215 | Natural Gas Fired Combined Cycle | NG | CT | 2 | 2017 |  |  | (OP) Operating | Charles
56031 | CPV Maryland LLC | CPV St Charles Energy Center | IPP Non-CHP | MD | 316 | 316 | 316 | Natural Gas Fired Combined Cycle | NG | CA | 2 | 2017 |  |  | (OP) Operating | Charles
56603 | Roth Rock Wind Farm LLC | Roth Rock Wind Farm LLC | IPP Non-CHP | MD | 40 | 40 | 40 | Onshore Wind Turbine | WND | WT | 8 | 2011 |  |  | (OP) Operating | Garrett
56603 | Roth Rock Wind Farm LLC | Roth Rock North Wind Farm, LLC | IPP Non-CHP | MD | 10 | 10 | 10 | Onshore Wind Turbine | WND | WT | 8 | 2011 |  |  | (OP) Operating | Garrett
56661 | Criterion Power Partners LLC | Criterion | IPP Non-CHP | MD | 70 | 70 | 70 | Onshore Wind Turbine | WND | WT | 12 | 2010 |  |  | (OP) Operating | GARRETT
56975 | Constellation Solar Maryland, LLC | McCormick & Co. Inc. at Belcamp | IPP Non-CHP | MD | 1.4 | 1.4 | 1.4 | Solar Photovoltaic | SUN | PV | 12 | 2010 |  |  | (OP) Operating | Harford
57052 | NRG Solar Arrowhead LLC | FedEx Field Solar Facility | IPP Non-CHP | MD | 2 | 2 | 2 | Solar Photovoltaic | SUN | PV | 9 | 2011 |  |  | (OP) Operating | Prince Georges
57065 | Constellation Solar Horizons LLC | Mount Saint Mary's | IPP Non-CHP | MD | 13.7 | 13.7 | 13.7 | Solar Photovoltaic | SUN | PV | 7 | 2012 |  |  | (OP) Operating | Frederick
57101 | FC Landfill Energy | FC Landfill Energy | IPP Non-CHP | MD | 1.1 | 1 | 1 | Landfill Gas | LFG | IC | 6 | 2010 | 7 | 2018 | (OP) Operating | Frederick
57101 | FC Landfill Energy | FC Landfill Energy | IPP Non-CHP | MD | 1.1 | 1 | 1 | Landfill Gas | LFG | IC | 6 | 2010 | 7 | 2018 | (OP) Operating | Frederick
57081 | WGL Energy Systems, Inc | Perdue Salisbury Photovoltaic | IPP Non-CHP | MD | 1 | 1 | 1 | Solar Photovoltaic | SUN | PV | 9 | 2011 |  |  | (OP) Operating | Wicomico
57389 | IKEA Property Inc | IKEA Perryville 460 | Commercial Non-CHP | MD | 2.1 | 2 | 2 | Solar Photovoltaic | SUN | PV | 2 | 2013 |  |  | (OP) Operating | Cecil
57389 | IKEA Property Inc | IKEA College Park 411 | Commercial Non-CHP | MD | 1 | 1 | 1 | Solar Photovoltaic | SUN | PV | 2 | 2012 |  |  | (OP) Operating | Prince Georges
58178 | GSA Metropolitan Service Center | Central Utility Plant at White Oak | Commercial CHP | MD | 5.7 | 5.6 | 5.6 | Natural Gas Internal Combustion Engine | NG | IC | 11 | 2003 |  |  | (OP) Operating | Montgomery
58178 | GSA Metropolitan Service Center | Central Utility Plant at White Oak | Commercial CHP | MD | 2.3 | 2.3 | 2.3 | Petroleum Liquids | DFO | IC | 2 | 2014 |  |  | (OP) Operating | Montgomery
58178 | GSA Metropolitan Service Center | Central Utility Plant at White Oak | Commercial CHP | MD | 2.3 | 2.3 | 2.3 | Petroleum Liquids | DFO | IC | 2 | 2014 |  |  | (OP) Operating | Montgomery
58178 | GSA Metropolitan Service Center | Central Utility Plant at White Oak | Commercial CHP | MD | 4.3 | 4.3 | 4.6 | Natural Gas Fired Combustion Turbine | NG | GT | 11 | 2003 |  |  | (OP) Operating | Montgomery
58178 | GSA Metropolitan Service Center | Central Utility Plant at White Oak | Commercial CHP | MD | 4.3 | 4.3 | 4.6 | Natural Gas Fired Combustion Turbine | NG | GT | 4 | 2008 |  |  | (OP) Operating | Montgomery
58178 | GSA Metropolitan Service Center | Central Utility Plant at White Oak | Commercial CHP | MD | 4.3 | 4.3 | 4.6 | Natural Gas Fired Combustion Turbine | NG | GT | 3 | 2009 |  |  | (OP) Operating | Montgomery
58178 | GSA Metropolitan Service Center | Central Utility Plant at White Oak | Commercial CHP | MD | 4.3 | 4.3 | 4.6 | Natural Gas Fired Combustion Turbine | NG | GT | 5 | 2010 |  |  | (OP) Operating | Montgomery
58178 | GSA Metropolitan Service Center | Central Utility Plant at White Oak | Commercial CHP | MD | 7.5 | 7.5 | 7.5 | Natural Gas Fired Combined Cycle | NG | CT | 2 | 2014 |  |  | (OP) Operating | Montgomery
58178 | GSA Metropolitan Service Center | Central Utility Plant at White Oak | Commercial CHP | MD | 7.5 | 7.5 | 7.5 | Natural Gas Fired Combined Cycle | NG | CT | 2 | 2014 |  |  | (OP) Operating | Montgomery
58178 | GSA Metropolitan Service Center | Central Utility Plant at White Oak | Commercial CHP | MD | 4.5 | 4.5 | 4.5 | Natural Gas Fired Combustion Turbine | NG | GT | 2 | 2014 |  |  | (OP) Operating | Montgomery
57081 | WGL Energy Systems, Inc | Kent County-Kennedyville | IPP Non-CHP | MD | 1 | 1 | 1 | Solar Photovoltaic | SUN | PV | 8 | 2012 |  |  | (OP) Operating | Kent
57081 | WGL Energy Systems, Inc | Rock Hall | IPP Non-CHP | MD | 1 | 1 | 1 | Solar Photovoltaic | SUN | PV | 12 | 2012 |  |  | (OP) Operating | Kent
57081 | WGL Energy Systems, Inc | Kent County - Worton Complex | IPP Non-CHP | MD | 1 | 1 | 1 | Solar Photovoltaic | SUN | PV | 7 | 2012 |  |  | (OP) Operating | Kent
58221 | LES Operations Services LLC | Millersville LFG | IPP Non-CHP | MD | 1.6 | 1.5 | 1.5 | Landfill Gas | LFG | IC | 7 | 2012 |  |  | (OP) Operating | Anne Arundel
58221 | LES Operations Services LLC | Millersville LFG | IPP Non-CHP | MD | 1.6 | 1.5 | 1.5 | Landfill Gas | LFG | IC | 7 | 2012 |  |  | (OP) Operating | Anne Arundel
58229 | Howard County - Maryland | Alpha Ridge LFG | IPP Non-CHP | MD | 1 | 1 | 1 | Landfill Gas | LFG | IC | 7 | 2012 |  |  | (OP) Operating | Howard
58304 | Constellation Solar Maryland II LLC | UMMS at Pocomoke | IPP Non-CHP | MD | 2.8 | 2.8 | 2.8 | Solar Photovoltaic | SUN | PV | 2 | 2013 |  |  | (OP) Operating | Somerset
59745 | First Solar Asset Management | Maryland Solar | IPP Non-CHP | MD | 27 | 20.9 | 20.9 | Solar Photovoltaic | SUN | PV | 9 | 2013 |  |  | (OP) Operating | Washington
58452 | SMECO Solar LLC | Herbert Farm Solar | Electric Utility | MD | 5.5 | 5.5 | 5.5 | Solar Photovoltaic | SUN | PV | 11 | 2012 |  |  | (OP) Operating | Charles
60947 | Tesla Inc. | Queen Anne's County | IPP Non-CHP | MD | 2 | 2 | 2 | Solar Photovoltaic | SUN | PV | 12 | 2013 |  |  | (OP) Operating | Queen Annes
58784 | Fourmile Wind Energy, LLC | Fourmile Ridge | IPP Non-CHP | MD | 40 | 40 | 40 | Onshore Wind Turbine | WND | WT | 12 | 2014 |  |  | (OP) Operating | Garrett
58870 | City Council of Baltimore City | Back River Waste Water Treatment | IPP Non-CHP | MD | 1.1 | 0.9 | 0.7 | Other Waste Biomass | OBG | IC | 1 | 2009 |  |  | (OP) Operating | Baltimore City
58870 | City Council of Baltimore City | Back River Waste Water Treatment | IPP Non-CHP | MD | 1.1 | 0.9 | 0.7 | Other Waste Biomass | OBG | IC | 1 | 2009 |  |  | (OP) Operating | Baltimore City
58870 | City Council of Baltimore City | Back River Waste Water Treatment | IPP Non-CHP | MD | 0.8 | 0.8 | 0.8 | Solar Photovoltaic | SUN | PV | 3 | 2012 |  |  | (OP) Operating | Baltimore City
58889 | Dominion Cove Point LNG, LP | Cove Point LNG Terminal | Commercial Non-CHP | MD | 9.4 | 8.5 | 9.4 | Natural Gas Fired Combustion Turbine | NG | GT | 1 | 1978 |  |  | (OP) Operating | Calvert
58889 | Dominion Cove Point LNG, LP | Cove Point LNG Terminal | Commercial Non-CHP | MD | 9.4 | 8.5 | 9.4 | Natural Gas Fired Combustion Turbine | NG | GT | 1 | 1978 |  |  | (OP) Operating | Calvert
58889 | Dominion Cove Point LNG, LP | Cove Point LNG Terminal | Commercial Non-CHP | MD | 9.4 | 8.5 | 9.4 | Natural Gas Fired Combustion Turbine | NG | GT | 1 | 1978 |  |  | (OP) Operating | Calvert
58889 | Dominion Cove Point LNG, LP | Cove Point LNG Terminal | Commercial Non-CHP | MD | 23.9 | 21.7 | 23.9 | Natural Gas Fired Combustion Turbine | NG | GT | 2 | 2009 |  |  | (OP) Operating | Calvert
58889 | Dominion Cove Point LNG, LP | Cove Point LNG Terminal | Commercial Non-CHP | MD | 23.9 | 21.7 | 23.9 | Natural Gas Fired Combustion Turbine | NG | GT | 2 | 2009 |  |  | (OP) Operating | Calvert
58889 | Dominion Cove Point LNG, LP | Cove Point LNG Terminal | Commercial Non-CHP | MD | 15.6 | 12.9 | 15.6 | Natural Gas Fired Combustion Turbine | NG | GT | 2 | 2009 |  |  | (OP) Operating | Calvert
58889 | Dominion Cove Point LNG, LP | Cove Point LNG Terminal | Commercial Non-CHP | MD | 3 | 3 | 3 | All Other | OTH | OT | 4 | 2018 |  |  | (OP) Operating | Calvert
58889 | Dominion Cove Point LNG, LP | Cove Point LNG Terminal | Commercial Non-CHP | MD | 1.3 | 1.3 | 1.3 | All Other | OTH | OT | 4 | 2018 |  |  | (OP) Operating | Calvert
58889 | Dominion Cove Point LNG, LP | Cove Point LNG Terminal | Commercial Non-CHP | MD | 1.7 | 1.7 | 1.7 | All Other | OTH | OT | 4 | 2018 |  |  | (OP) Operating | Calvert
58889 | Dominion Cove Point LNG, LP | Cove Point LNG Terminal | Commercial Non-CHP | MD | 1 | 1 | 1 | Petroleum Liquids | DFO | IC | 4 | 2018 |  |  | (OP) Operating | Calvert
58889 | Dominion Cove Point LNG, LP | Cove Point LNG Terminal | Commercial Non-CHP | MD | 65 | 40 | 40 | Natural Gas Fired Combined Cycle | NG | CA | 4 | 2018 |  |  | (OP) Operating | Calvert
58889 | Dominion Cove Point LNG, LP | Cove Point LNG Terminal | Commercial Non-CHP | MD | 65 | 40 | 40 | Natural Gas Fired Combined Cycle | NG | CA | 4 | 2018 |  |  | (OP) Operating | Calvert
58962 | Fair Wind Power Partners, LLC | Fair Wind | IPP Non-CHP | MD | 30 | 30 | 30 | Onshore Wind Turbine | WND | WT | 11 | 2015 |  |  | (OP) Operating | Garrett
40229 | Old Dominion Electric Coop | Wildcat Point Generation Facility | Electric Utility | MD | 310.3 | 310.3 | 310.3 | Natural Gas Fired Combined Cycle | NG | CT | 4 | 2018 |  |  | (OP) Operating | Cecil
40229 | Old Dominion Electric Coop | Wildcat Point Generation Facility | Electric Utility | MD | 310.3 | 310.3 | 310.3 | Natural Gas Fired Combined Cycle | NG | CT | 4 | 2018 |  |  | (OP) Operating | Cecil
40229 | Old Dominion Electric Coop | Wildcat Point Generation Facility | Electric Utility | MD | 493 | 493 | 493 | Natural Gas Fired Combined Cycle | NG | CA | 4 | 2018 |  |  | (OP) Operating | Cecil
59540 | SunE SEM 1, LLC | Chimes West Friendship (Nixon Farms) | IPP Non-CHP | MD | 1.5 | 1.2 | 0.7 | Solar Photovoltaic | SUN | PV | 12 | 2014 |  |  | (OP) Operating | Howard
58473 | NVT LICENSES, LLC | UMES (MD) - Princess Anne | IPP Non-CHP | MD | 2.2 | 2.1 | 1.3 | Solar Photovoltaic | SUN | PV | 2 | 2011 |  |  | (OP) Operating | Somerset
59589 | Rockfish Solar LLC | Rockfish Solar LLC | IPP Non-CHP | MD | 10.3 | 10.3 | 10.3 | Solar Photovoltaic | SUN | PV | 8 | 2015 |  |  | (OP) Operating | Charles
56975 | Constellation Solar Maryland, LLC | General Motors Corp at White Marsh MD | IPP Non-CHP | MD | 1 | 1 | 1 | Solar Photovoltaic | SUN | PV | 5 | 2011 |  |  | (OP) Operating | Baltimore
58304 | Constellation Solar Maryland II LLC | CNE at Cambridge MD | IPP Non-CHP | MD | 3.2 | 3.2 | 3.2 | Solar Photovoltaic | SUN | PV | 4 | 2015 |  |  | (OP) Operating | Dorchester
59633 | Great Bay Solar I LLC | Great Bay Solar 1 | IPP Non-CHP | MD | 150 | 57 | 57 | Solar Photovoltaic | SUN | PV | 3 | 2018 |  |  | (OP) Operating | Somerset
59712 | AES Tait LLC | AES Warrior Run Energy Storage Project | IPP Non-CHP | MD | 11 | 11 | 11 | Batteries | MWH | BA | 12 | 2015 |  |  | (OP) Operating | Allegany
57365 | Consolidated Edison Solutions Inc | CES VMT Solar | IPP Non-CHP | MD | 1.1 | 1.1 | 1.1 | Solar Photovoltaic | SUN | PV | 7 | 2015 |  |  | (OP) Operating | Washington
58491 | Constellation Solar Holding, LLC | CCBC-Catonsville | IPP Non-CHP | MD | 1.6 | 1.6 | 1.6 | Solar Photovoltaic | SUN | PV | 9 | 2015 |  |  | (OP) Operating | Howard
59838 | SunE DB27, LLC | Elkton Solar | IPP Non-CHP | MD | 1.6 | 1.6 | 1.6 | Solar Photovoltaic | SUN | PV | 12 | 2015 |  |  | (OP) Operating | Cecil
60947 | Tesla Inc. | Town of Chestertown- Chestertown WWTP | IPP Non-CHP | MD | 1 | 1 | 1 | Solar Photovoltaic | SUN | PV | 12 | 2015 |  |  | (OP) Operating | Kent
59997 | Customized Energy Solutions | NA 1(Hagerstown) | IPP Non-CHP | MD | 2 | 2 | 2 | Batteries | MWH | BA | 4 | 2017 |  |  | (OP) Operating | Washington
60150 | SunE DB42, LLC | Cecil County CCVT HS | IPP Non-CHP | MD | 2 | 2 | 2 | Solar Photovoltaic | SUN | PV | 12 | 2015 |  |  | (OP) Operating | Cecil
57081 | WGL Energy Systems, Inc | Presbyterian Senior Living Service | IPP Non-CHP | MD | 1.2 | 1.2 | 1.2 | Solar Photovoltaic | SUN | PV | 9 | 2013 |  |  | (OP) Operating | Baltimore
60947 | Tesla Inc. | The Clorox Company | IPP Non-CHP | MD | 1.6 | 1.6 | 1.6 | Solar Photovoltaic | SUN | PV | 8 | 2016 |  |  | (OP) Operating | Harford
60947 | Tesla Inc. | Chesapeake College | IPP Non-CHP | MD | 1.5 | 1.5 | 1.5 | Solar Photovoltaic | SUN | PV | 7 | 2016 |  |  | (OP) Operating | Queen Annes
60281 | Altus Power America Management, LLC | MEBA | IPP Non-CHP | MD | 1.5 | 1.5 | 1.5 | Solar Photovoltaic | SUN | PV | 11 | 2014 |  |  | (OP) Operating | Talbot
60947 | Tesla Inc. | Wye Mills VNEM | IPP Non-CHP | MD | 10 | 10 | 10 | Solar Photovoltaic | SUN | PV | 8 | 2016 |  |  | (OP) Operating | Queen Annes
60396 | Constellation New Energy Inc. | Archdiocese of Baltimore J | IPP Non-CHP | MD | 2 | 2 | 2 | Solar Photovoltaic | SUN | PV | 12 | 2015 |  |  | (OP) Operating | Harford
60396 | Constellation New Energy Inc. | Archdiocese of Baltimore L | IPP Non-CHP | MD | 2 | 2 | 2 | Solar Photovoltaic | SUN | PV | 12 | 2015 |  |  | (OP) Operating | Harford
60396 | Constellation New Energy Inc. | Baltimore City B | IPP Non-CHP | MD | 2 | 2 | 2 | Solar Photovoltaic | SUN | PV | 12 | 2015 |  |  | (OP) Operating | Harford
60396 | Constellation New Energy Inc. | Baltimore City D | IPP Non-CHP | MD | 2 | 2 | 2 | Solar Photovoltaic | SUN | PV | 12 | 2015 |  |  | (OP) Operating | Harford
60396 | Constellation New Energy Inc. | Baltimore City F | IPP Non-CHP | MD | 2 | 2 | 2 | Solar Photovoltaic | SUN | PV | 12 | 2015 |  |  | (OP) Operating | Harford
60396 | Constellation New Energy Inc. | Baltimore City G | IPP Non-CHP | MD | 2 | 2 | 2 | Solar Photovoltaic | SUN | PV | 12 | 2015 |  |  | (OP) Operating | Harford
60396 | Constellation New Energy Inc. | City of Havre De Grace C | IPP Non-CHP | MD | 2 | 2 | 2 | Solar Photovoltaic | SUN | PV | 12 | 2015 |  |  | (OP) Operating | Harford
60396 | Constellation New Energy Inc. | Sod Run WTP A | IPP Non-CHP | MD | 2 | 2 | 2 | Solar Photovoltaic | SUN | PV | 12 | 2015 |  |  | (OP) Operating | Harford
60396 | Constellation New Energy Inc. | Havre de Grace II - E at Perryman | IPP Non-CHP | MD | 1.4 | 1.4 | 1.4 | Solar Photovoltaic | SUN | PV | 5 | 2016 |  |  | (OP) Operating | Harford
56997 | Marina Energy LLC | Longview Solar | IPP Non-CHP | MD | 13.6 | 13.6 | 13.6 | Solar Photovoltaic | SUN | PV | 2 | 2016 |  |  | (OP) Operating | Wicomico
56997 | Marina Energy LLC | Church Hill | IPP Non-CHP | MD | 6 | 6 | 6 | Solar Photovoltaic | SUN | PV | 5 | 2016 |  |  | (OP) Operating | Queen Annes
60947 | Tesla Inc. | Montgomery County Correctional Facility | IPP Non-CHP | MD | 1.4 | 1.4 | 1.4 | Solar Photovoltaic | SUN | PV | 11 | 2017 |  |  | (OP) Operating | Montgomery
60947 | Tesla Inc. | Garrett County - DPU Treatment Plant | IPP Non-CHP | MD | 1.2 | 1.2 | 1.2 | Solar Photovoltaic | SUN | PV | 5 | 2017 |  |  | (OP) Operating | Garrett
60508 | UGI Energy Services, LLC | Emmitsburg Solar Arrays | IPP Non-CHP | MD | 1.7 | 1.7 | 1.7 | Solar Photovoltaic | SUN | PV | 4 | 2014 |  |  | (OP) Operating | Frederick
57081 | WGL Energy Systems, Inc | Pfeffers | IPP Non-CHP | MD | 1 | 1 | 1 | Solar Photovoltaic | SUN | PV | 5 | 2016 |  |  | (OP) Operating | Baltimore
60890 | US Dept of Army, Garrison, APG | APG Combined Heat and Power Plant | Commercial CHP | MD | 7.9 | 6.2 | 9 | Natural Gas Fired Combustion Turbine | NG | GT | 12 | 2016 |  |  | (OP) Operating | Harford
60994 | IGS Solar I, LLC | IGS Solar I - BWI5 | IPP Non-CHP | MD | 1.1 | 1.1 | 0.7 | Solar Photovoltaic | SUN | PV | 12 | 2016 |  |  | (OP) Operating | Baltimore
61077 | IGS ORIX Solar I, LLC | IGS Solar I - BWI2 | IPP Non-CHP | MD | 1.4 | 1.4 | 0.9 | Solar Photovoltaic | SUN | PV | 2 | 2017 |  |  | (OP) Operating | Baltimore
61060 | Cypress Creek Renewables | Baker Point | IPP Non-CHP | MD | 9 | 9 | 9 | Solar Photovoltaic | SUN | PV | 10 | 2016 |  |  | (OP) Operating | Frederick
61153 | Montevue Lane Solar, LLC | Fort Detrick Solar PV | IPP Non-CHP | MD | 15.7 | 15.7 | 12.6 | Solar Photovoltaic | SUN | PV | 2 | 2016 |  |  | (OP) Operating | Frederick
61362 | GWCC PV Solar Farm | GWCC PV Solar Farm | IPP Non-CHP | MD | 1.6 | 1.6 | 1.6 | Solar Photovoltaic | SUN | PV | 1 | 2015 |  |  | (OP) Operating | Prince Georges
56609 | Calpine Mid-Atlantic Generation LLC | Crisfield | IPP Non-CHP | MD | 2.9 | 2.6 | 2.6 | Petroleum Liquids | DFO | IC | 5 | 1968 |  |  | (SB) Standby/Backup: available for service but not normally used | Somerset
56609 | Calpine Mid-Atlantic Generation LLC | Crisfield | IPP Non-CHP | MD | 2.9 | 2.6 | 2.6 | Petroleum Liquids | DFO | IC | 5 | 1968 |  |  | (SB) Standby/Backup: available for service but not normally used | Somerset
56609 | Calpine Mid-Atlantic Generation LLC | Crisfield | IPP Non-CHP | MD | 2.9 | 2.6 | 2.6 | Petroleum Liquids | DFO | IC | 5 | 1968 |  |  | (SB) Standby/Backup: available for service but not normally used | Somerset
56609 | Calpine Mid-Atlantic Generation LLC | Crisfield | IPP Non-CHP | MD | 2.9 | 2.6 | 2.6 | Petroleum Liquids | DFO | IC | 5 | 1968 |  |  | (SB) Standby/Backup: available for service but not normally used | Somerset
84 | A & N Electric Coop | Smith Island | Electric Utility | MD | 1.2 | 1.2 | 1.2 | Petroleum Liquids | DFO | IC | 3 | 1994 |  |  | (SB) Standby/Backup: available for service but not normally used | Somerset
11704 | Maryland Environmental Service | Eastern Correctional Institute | Commercial CHP | MD | 1 | 1 | 1 | Petroleum Liquids | DFO | IC | 11 | 1988 |  |  | (SB) Standby/Backup: available for service but not normally used | Somerset
11704 | Maryland Environmental Service | Eastern Correctional Institute | Commercial CHP | MD | 1 | 1 | 1 | Petroleum Liquids | DFO | IC | 11 | 1988 |  |  | (SB) Standby/Backup: available for service but not normally used | Somerset
19198 | Trigen Inner Harbor East, LLC | Inner Harbor East Heating | Commercial CHP | MD | 2.1 | 2.1 | 2.1 | Natural Gas Internal Combustion Engine | NG | IC | 9 | 2004 |  |  | (SB) Standby/Backup: available for service but not normally used | Baltimore City
58178 | GSA Metropolitan Service Center | Central Utility Plant at White Oak | Commercial CHP | MD | 2.3 | 2.3 | 2.3 | Petroleum Liquids | DFO | IC | 11 | 2003 |  |  | (SB) Standby/Backup: available for service but not normally used | Montgomery

## NYonly
Entity ID | Entity Name | Plant Name | Sector | Plant State | Nameplate Capacity (MW) | Net Summer Capacity (MW) | Net Winter Capacity (MW) | Technology | Energy Source Code | Prime Mover Code | Operating Month | Operating Year | Planned Retirement Month | Planned Retirement Year | Status | County
5914 | Erie Boulevard Hydropower LP | Fulton Hydro | IPP Non-CHP | NY | 0.8 | 0.1 | 0.7 | Conventional Hydroelectric | WAT | HY | 1 | 1924 |  |  | (OA) Out of service but expected to return to service in next calendar year | Oswego
5914 | Erie Boulevard Hydropower LP | Fulton Hydro | IPP Non-CHP | NY | 0.5 | 0.1 | 0.3 | Conventional Hydroelectric | WAT | HY | 1 | 1928 |  |  | (OA) Out of service but expected to return to service in next calendar year | Oswego
16183 | Rochester Gas & Electric Corp | Rochester 5 | Electric Utility | NY | 12.8 | 12.9 | 12.9 | Conventional Hydroelectric | WAT | HY | 7 | 1918 |  |  | (OA) Out of service but expected to return to service in next calendar year | Monroe
13511 | New York State Elec & Gas Corp | Rainbow Falls Auscble | Electric Utility | NY | 1.3 | 1.3 | 1.3 | Conventional Hydroelectric | WAT | HY | 8 | 1926 |  |  | (OA) Out of service but expected to return to service in next calendar year | Clinton
13511 | New York State Elec & Gas Corp | Rainbow Falls Auscble | Electric Utility | NY | 1.3 | 1.3 | 1.3 | Conventional Hydroelectric | WAT | HY | 8 | 1927 |  |  | (OA) Out of service but expected to return to service in next calendar year | Clinton
13511 | New York State Elec & Gas Corp | Auburn State Street | Electric Utility | NY | 7 | 5.3 | 7.2 | Natural Gas Fired Combustion Turbine | NG | GT | 8 | 2000 |  |  | (OA) Out of service but expected to return to service in next calendar year | Cayuga
60779 | Black River Hydroelectric, LLC | Glen Park Hydroelectric Project | IPP Non-CHP | NY | 14.5 | 14.5 | 14.5 | Conventional Hydroelectric | WAT | HY | 10 | 1999 |  |  | (OA) Out of service but expected to return to service in next calendar year | Jefferson
326 | Alice Falls Hydro, LLC | Alice Falls Hydro Project | IPP Non-CHP | NY | 1.5 | 1.5 | 1.5 | Conventional Hydroelectric | WAT | HY | 11 | 1991 |  |  | (OA) Out of service but expected to return to service in next calendar year | Clinton
326 | Alice Falls Hydro, LLC | Alice Falls Hydro Project | IPP Non-CHP | NY | 0.6 | 0.7 | 0.7 | Conventional Hydroelectric | WAT | HY | 11 | 1991 |  |  | (OA) Out of service but expected to return to service in next calendar year | Clinton
57431 | ReEnergy Biomass LLC | ReEnergy Lyonsdale Biomass | IPP CHP | NY | 21.1 | 19 | 19 | Wood/Wood Waste Biomass | WDS | ST | 8 | 1992 |  |  | (OA) Out of service but expected to return to service in next calendar year | Lewis
11329 | NYU Langone Health | NYU Luthern Medical Center | Commercial CHP | NY | 0.8 | 0.8 | 0.8 | Natural Gas Internal Combustion Engine | NG | IC | 1 | 1994 |  |  | (OA) Out of service but expected to return to service in next calendar year | Kings
11329 | NYU Langone Health | NYU Luthern Medical Center | Commercial CHP | NY | 0.8 | 0.8 | 0.8 | Natural Gas Internal Combustion Engine | NG | IC | 1 | 1994 |  |  | (OA) Out of service but expected to return to service in next calendar year | Kings
15296 | New York Power Authority | Ashokan | Electric Utility | NY | 2.3 | 2.3 | 2.3 | Conventional Hydroelectric | WAT | HY | 11 | 1982 |  |  | (OP) Operating | Ulster
15296 | New York Power Authority | Ashokan | Electric Utility | NY | 2.3 | 2.3 | 2.3 | Conventional Hydroelectric | WAT | HY | 11 | 1982 |  |  | (OP) Operating | Ulster
3249 | Central Hudson Gas & Elec Corp | Central Hudson High Falls | Electric Utility | NY | 3.2 | 3.2 | 3.2 | Conventional Hydroelectric | WAT | HY | 12 | 1986 |  |  | (OP) Operating | Ulster
13511 | New York State Elec & Gas Corp | Upper Mechanicville | Electric Utility | NY | 8.2 | 9.2 | 9.2 | Conventional Hydroelectric | WAT | HY | 9 | 1983 |  |  | (OP) Operating | Saratoga
13511 | New York State Elec & Gas Corp | Upper Mechanicville | Electric Utility | NY | 8.2 | 9.2 | 9.2 | Conventional Hydroelectric | WAT | HY | 9 | 1983 |  |  | (OP) Operating | Saratoga
15296 | New York Power Authority | Jarvis (Hinckley) | Electric Utility | NY | 4.5 | 4.5 | 4.5 | Conventional Hydroelectric | WAT | HY | 7 | 1991 |  |  | (OP) Operating | Oneida
15296 | New York Power Authority | Jarvis (Hinckley) | Electric Utility | NY | 4.5 | 4.5 | 4.5 | Conventional Hydroelectric | WAT | HY | 7 | 1991 |  |  | (OP) Operating | Oneida
58971 | Danskammer Energy | Danskammer Generating Station | IPP Non-CHP | NY | 72 | 70.7 | 68.2 | Natural Gas Steam Turbine | NG | ST | 12 | 1951 |  |  | (OP) Operating | Orange
58971 | Danskammer Energy | Danskammer Generating Station | IPP Non-CHP | NY | 73.5 | 65.7 | 65.5 | Natural Gas Steam Turbine | NG | ST | 9 | 1954 |  |  | (OP) Operating | Orange
58971 | Danskammer Energy | Danskammer Generating Station | IPP Non-CHP | NY | 147.1 | 137.7 | 137.1 | Natural Gas Steam Turbine | NG | ST | 10 | 1959 |  |  | (OP) Operating | Orange
58971 | Danskammer Energy | Danskammer Generating Station | IPP Non-CHP | NY | 239.4 | 221.7 | 225 | Natural Gas Steam Turbine | NG | ST | 9 | 1967 |  |  | (OP) Operating | Orange
3249 | Central Hudson Gas & Elec Corp | Dashville | Electric Utility | NY | 2.4 | 2.4 | 2.4 | Conventional Hydroelectric | WAT | HY | 1 | 1920 |  |  | (OP) Operating | Ulster
3249 | Central Hudson Gas & Elec Corp | Dashville | Electric Utility | NY | 2.4 | 2.4 | 2.4 | Conventional Hydroelectric | WAT | HY | 1 | 1920 |  |  | (OP) Operating | Ulster
15296 | New York Power Authority | Neversink | Electric Utility | NY | 25 | 22 | 23 | Conventional Hydroelectric | WAT | HY | 12 | 1953 |  |  | (OP) Operating | Sullivan
3249 | Central Hudson Gas & Elec Corp | South Cairo | Electric Utility | NY | 21.6 | 21.3 | 21.3 | Petroleum Liquids | KER | GT | 6 | 1970 |  |  | (OP) Operating | Greene
3249 | Central Hudson Gas & Elec Corp | Sturgeon | Electric Utility | NY | 4.8 | 4.8 | 4.8 | Conventional Hydroelectric | WAT | HY | 1 | 1924 |  |  | (OP) Operating | Ulster
3249 | Central Hudson Gas & Elec Corp | Sturgeon | Electric Utility | NY | 4.8 | 4.8 | 4.8 | Conventional Hydroelectric | WAT | HY | 1 | 1924 |  |  | (OP) Operating | Ulster
3249 | Central Hudson Gas & Elec Corp | Sturgeon | Electric Utility | NY | 4.8 | 4.8 | 4.8 | Conventional Hydroelectric | WAT | HY | 1 | 1924 |  |  | (OP) Operating | Ulster
3249 | Central Hudson Gas & Elec Corp | West Coxsackie | Electric Utility | NY | 21.6 | 21.3 | 21.3 | Natural Gas Fired Combustion Turbine | NG | GT | 12 | 1969 |  |  | (OP) Operating | Greene
13192 | NRG Arthur Kill Operations Inc | Arthur Kill Generating Station | IPP Non-CHP | NY | 342 | 338 | 340 | Natural Gas Steam Turbine | NG | ST | 9 | 1959 |  |  | (OP) Operating | Richmond
13192 | NRG Arthur Kill Operations Inc | Arthur Kill Generating Station | IPP Non-CHP | NY | 535.5 | 508 | 519 | Natural Gas Steam Turbine | NG | ST | 6 | 1969 |  |  | (OP) Operating | Richmond
13192 | NRG Arthur Kill Operations Inc | Arthur Kill Generating Station | IPP Non-CHP | NY | 18 | 12 | 15 | Natural Gas Fired Combustion Turbine | NG | GT | 1 | 1970 |  |  | (OP) Operating | Richmond
4226 | Consolidated Edison Co-NY Inc | East River | Electric Utility | NY | 180 | 153.1 | 197.8 | Natural Gas Fired Combustion Turbine | NG | GT | 4 | 2005 |  |  | (OP) Operating | New York
4226 | Consolidated Edison Co-NY Inc | East River | Electric Utility | NY | 180 | 154 | 198.5 | Natural Gas Fired Combustion Turbine | NG | GT | 4 | 2005 |  |  | (OP) Operating | New York
4226 | Consolidated Edison Co-NY Inc | East River | Electric Utility | NY | 156.2 | 143.9 | 148.6 | Natural Gas Steam Turbine | NG | ST | 11 | 1951 |  |  | (OP) Operating | New York
4226 | Consolidated Edison Co-NY Inc | East River | Electric Utility | NY | 200 | 187 | 188.6 | Natural Gas Steam Turbine | NG | ST | 6 | 1955 |  |  | (OP) Operating | New York
54863 | U S Power Generating Company LLC | Gowanus Gas Turbines Generating | IPP Non-CHP | NY | 20 | 18.7 | 23.9 | Petroleum Liquids | DFO | GT | 6 | 1971 |  |  | (OP) Operating | Kings
54863 | U S Power Generating Company LLC | Gowanus Gas Turbines Generating | IPP Non-CHP | NY | 20 | 19.2 | 24.7 | Petroleum Liquids | DFO | GT | 6 | 1971 |  |  | (OP) Operating | Kings
54863 | U S Power Generating Company LLC | Gowanus Gas Turbines Generating | IPP Non-CHP | NY | 20 | 17.4 | 21.9 | Petroleum Liquids | DFO | GT | 6 | 1971 |  |  | (OP) Operating | Kings
54863 | U S Power Generating Company LLC | Gowanus Gas Turbines Generating | IPP Non-CHP | NY | 20 | 16.2 | 20.9 | Petroleum Liquids | DFO | GT | 6 | 1971 |  |  | (OP) Operating | Kings
54863 | U S Power Generating Company LLC | Gowanus Gas Turbines Generating | IPP Non-CHP | NY | 20 | 17.4 | 21.6 | Petroleum Liquids | DFO | GT | 6 | 1971 |  |  | (OP) Operating | Kings
54863 | U S Power Generating Company LLC | Gowanus Gas Turbines Generating | IPP Non-CHP | NY | 20 | 16.1 | 20.8 | Petroleum Liquids | DFO | GT | 6 | 1971 |  |  | (OP) Operating | Kings
54863 | U S Power Generating Company LLC | Gowanus Gas Turbines Generating | IPP Non-CHP | NY | 20 | 17 | 22.2 | Petroleum Liquids | DFO | GT | 6 | 1971 |  |  | (OP) Operating | Kings
54863 | U S Power Generating Company LLC | Gowanus Gas Turbines Generating | IPP Non-CHP | NY | 20 | 16 | 20.4 | Petroleum Liquids | DFO | GT | 6 | 1971 |  |  | (OP) Operating | Kings
54863 | U S Power Generating Company LLC | Gowanus Gas Turbines Generating | IPP Non-CHP | NY | 20 | 16.9 | 21.1 | Natural Gas Fired Combustion Turbine | NG | GT | 6 | 1971 |  |  | (OP) Operating | Kings
54863 | U S Power Generating Company LLC | Gowanus Gas Turbines Generating | IPP Non-CHP | NY | 20 | 17.8 | 22.6 | Natural Gas Fired Combustion Turbine | NG | GT | 6 | 1971 |  |  | (OP) Operating | Kings
54863 | U S Power Generating Company LLC | Gowanus Gas Turbines Generating | IPP Non-CHP | NY | 20 | 19.1 | 24 | Natural Gas Fired Combustion Turbine | NG | GT | 6 | 1971 |  |  | (OP) Operating | Kings
54863 | U S Power Generating Company LLC | Gowanus Gas Turbines Generating | IPP Non-CHP | NY | 20 | 17.1 | 22.1 | Natural Gas Fired Combustion Turbine | NG | GT | 6 | 1971 |  |  | (OP) Operating | Kings
54863 | U S Power Generating Company LLC | Gowanus Gas Turbines Generating | IPP Non-CHP | NY | 20 | 17.6 | 22.2 | Natural Gas Fired Combustion Turbine | NG | GT | 6 | 1971 |  |  | (OP) Operating | Kings
54863 | U S Power Generating Company LLC | Gowanus Gas Turbines Generating | IPP Non-CHP | NY | 20 | 19.1 | 24.3 | Natural Gas Fired Combustion Turbine | NG | GT | 6 | 1971 |  |  | (OP) Operating | Kings
54863 | U S Power Generating Company LLC | Gowanus Gas Turbines Generating | IPP Non-CHP | NY | 20 | 18.8 | 23.8 | Natural Gas Fired Combustion Turbine | NG | GT | 6 | 1971 |  |  | (OP) Operating | Kings
54863 | U S Power Generating Company LLC | Gowanus Gas Turbines Generating | IPP Non-CHP | NY | 20 | 17 | 22 | Natural Gas Fired Combustion Turbine | NG | GT | 6 | 1971 |  |  | (OP) Operating | Kings
54863 | U S Power Generating Company LLC | Gowanus Gas Turbines Generating | IPP Non-CHP | NY | 20 | 16.8 | 21.4 | Natural Gas Fired Combustion Turbine | NG | GT | 7 | 1971 |  |  | (OP) Operating | Kings
54863 | U S Power Generating Company LLC | Gowanus Gas Turbines Generating | IPP Non-CHP | NY | 20 | 16.7 | 21.5 | Natural Gas Fired Combustion Turbine | NG | GT | 7 | 1971 |  |  | (OP) Operating | Kings
54863 | U S Power Generating Company LLC | Gowanus Gas Turbines Generating | IPP Non-CHP | NY | 20 | 18.8 | 23 | Natural Gas Fired Combustion Turbine | NG | GT | 7 | 1971 |  |  | (OP) Operating | Kings
54863 | U S Power Generating Company LLC | Gowanus Gas Turbines Generating | IPP Non-CHP | NY | 20 | 16.7 | 22.6 | Natural Gas Fired Combustion Turbine | NG | GT | 7 | 1971 |  |  | (OP) Operating | Kings
54863 | U S Power Generating Company LLC | Gowanus Gas Turbines Generating | IPP Non-CHP | NY | 20 | 17 | 22.3 | Natural Gas Fired Combustion Turbine | NG | GT | 7 | 1971 |  |  | (OP) Operating | Kings
54863 | U S Power Generating Company LLC | Gowanus Gas Turbines Generating | IPP Non-CHP | NY | 20 | 15.5 | 20.3 | Natural Gas Fired Combustion Turbine | NG | GT | 7 | 1971 |  |  | (OP) Operating | Kings
54863 | U S Power Generating Company LLC | Gowanus Gas Turbines Generating | IPP Non-CHP | NY | 20 | 17.6 | 23 | Natural Gas Fired Combustion Turbine | NG | GT | 7 | 1971 |  |  | (OP) Operating | Kings
54863 | U S Power Generating Company LLC | Gowanus Gas Turbines Generating | IPP Non-CHP | NY | 20 | 18.3 | 23.3 | Natural Gas Fired Combustion Turbine | NG | GT | 7 | 1971 |  |  | (OP) Operating | Kings
54863 | U S Power Generating Company LLC | Gowanus Gas Turbines Generating | IPP Non-CHP | NY | 20 | 18.9 | 24.2 | Petroleum Liquids | DFO | GT | 7 | 1971 |  |  | (OP) Operating | Kings
54863 | U S Power Generating Company LLC | Gowanus Gas Turbines Generating | IPP Non-CHP | NY | 20 | 17.6 | 22.3 | Petroleum Liquids | DFO | GT | 7 | 1971 |  |  | (OP) Operating | Kings
54863 | U S Power Generating Company LLC | Gowanus Gas Turbines Generating | IPP Non-CHP | NY | 20 | 17 | 22.2 | Petroleum Liquids | DFO | GT | 7 | 1971 |  |  | (OP) Operating | Kings
54863 | U S Power Generating Company LLC | Gowanus Gas Turbines Generating | IPP Non-CHP | NY | 20 | 16.5 | 21.3 | Petroleum Liquids | DFO | GT | 7 | 1971 |  |  | (OP) Operating | Kings
54863 | U S Power Generating Company LLC | Gowanus Gas Turbines Generating | IPP Non-CHP | NY | 20 | 16.2 | 21.1 | Petroleum Liquids | DFO | GT | 7 | 1971 |  |  | (OP) Operating | Kings
54863 | U S Power Generating Company LLC | Gowanus Gas Turbines Generating | IPP Non-CHP | NY | 20 | 17.6 | 23.1 | Petroleum Liquids | DFO | GT | 7 | 1971 |  |  | (OP) Operating | Kings
54863 | U S Power Generating Company LLC | Gowanus Gas Turbines Generating | IPP Non-CHP | NY | 20 | 17.1 | 20.9 | Petroleum Liquids | DFO | GT | 7 | 1971 |  |  | (OP) Operating | Kings
54863 | U S Power Generating Company LLC | Gowanus Gas Turbines Generating | IPP Non-CHP | NY | 20 | 17.1 | 22.3 | Petroleum Liquids | DFO | GT | 7 | 1971 |  |  | (OP) Operating | Kings
4226 | Consolidated Edison Co-NY Inc | Hudson Avenue | Electric Utility | NY | 16.3 | 13.5 | 16.2 | Petroleum Liquids | KER | GT | 7 | 1970 |  |  | (OP) Operating | Kings
4226 | Consolidated Edison Co-NY Inc | Hudson Avenue | Electric Utility | NY | 16.3 | 13.8 | 18.9 | Petroleum Liquids | KER | GT | 7 | 1970 |  |  | (OP) Operating | Kings
4226 | Consolidated Edison Co-NY Inc | Hudson Avenue | Electric Utility | NY | 16.3 | 14.4 | 16.5 | Petroleum Liquids | KER | GT | 7 | 1970 |  |  | (OP) Operating | Kings
6027 | Entergy Nuclear Indian Point 2 | Indian Point 2 | IPP Non-CHP | NY | 1299 | 1012.1 | 1028.2 | Nuclear | NUC | ST | 8 | 1973 |  |  | (OP) Operating | Westchester
54863 | U S Power Generating Company LLC | Narrows Gas Turbines Generating | IPP Non-CHP | NY | 22 | 18.9 | 23.9 | Natural Gas Fired Combustion Turbine | NG | GT | 5 | 1972 |  |  | (OP) Operating | Kings
54863 | U S Power Generating Company LLC | Narrows Gas Turbines Generating | IPP Non-CHP | NY | 22 | 17.3 | 22.4 | Natural Gas Fired Combustion Turbine | NG | GT | 5 | 1972 |  |  | (OP) Operating | Kings
54863 | U S Power Generating Company LLC | Narrows Gas Turbines Generating | IPP Non-CHP | NY | 22 | 18.9 | 23.4 | Natural Gas Fired Combustion Turbine | NG | GT | 5 | 1972 |  |  | (OP) Operating | Kings
54863 | U S Power Generating Company LLC | Narrows Gas Turbines Generating | IPP Non-CHP | NY | 22 | 19.1 | 24.4 | Natural Gas Fired Combustion Turbine | NG | GT | 5 | 1972 |  |  | (OP) Operating | Kings
54863 | U S Power Generating Company LLC | Narrows Gas Turbines Generating | IPP Non-CHP | NY | 22 | 19.8 | 24.4 | Natural Gas Fired Combustion Turbine | NG | GT | 5 | 1972 |  |  | (OP) Operating | Kings
54863 | U S Power Generating Company LLC | Narrows Gas Turbines Generating | IPP Non-CHP | NY | 22 | 16.5 | 22.1 | Natural Gas Fired Combustion Turbine | NG | GT | 5 | 1972 |  |  | (OP) Operating | Kings
54863 | U S Power Generating Company LLC | Narrows Gas Turbines Generating | IPP Non-CHP | NY | 22 | 15.6 | 20.6 | Natural Gas Fired Combustion Turbine | NG | GT | 5 | 1972 |  |  | (OP) Operating | Kings
54863 | U S Power Generating Company LLC | Narrows Gas Turbines Generating | IPP Non-CHP | NY | 22 | 17.4 | 21.9 | Natural Gas Fired Combustion Turbine | NG | GT | 5 | 1972 |  |  | (OP) Operating | Kings
54863 | U S Power Generating Company LLC | Narrows Gas Turbines Generating | IPP Non-CHP | NY | 22 | 18.6 | 23.8 | Natural Gas Fired Combustion Turbine | NG | GT | 6 | 1972 |  |  | (OP) Operating | Kings
54863 | U S Power Generating Company LLC | Narrows Gas Turbines Generating | IPP Non-CHP | NY | 22 | 16.6 | 22.6 | Natural Gas Fired Combustion Turbine | NG | GT | 6 | 1972 |  |  | (OP) Operating | Kings
54863 | U S Power Generating Company LLC | Narrows Gas Turbines Generating | IPP Non-CHP | NY | 22 | 18 | 23.8 | Natural Gas Fired Combustion Turbine | NG | GT | 6 | 1972 |  |  | (OP) Operating | Kings
54863 | U S Power Generating Company LLC | Narrows Gas Turbines Generating | IPP Non-CHP | NY | 22 | 18.7 | 24.1 | Natural Gas Fired Combustion Turbine | NG | GT | 6 | 1972 |  |  | (OP) Operating | Kings
54863 | U S Power Generating Company LLC | Narrows Gas Turbines Generating | IPP Non-CHP | NY | 22 | 18 | 23.7 | Natural Gas Fired Combustion Turbine | NG | GT | 6 | 1972 |  |  | (OP) Operating | Kings
54863 | U S Power Generating Company LLC | Narrows Gas Turbines Generating | IPP Non-CHP | NY | 22 | 15.4 | 20.8 | Natural Gas Fired Combustion Turbine | NG | GT | 6 | 1972 |  |  | (OP) Operating | Kings
54863 | U S Power Generating Company LLC | Narrows Gas Turbines Generating | IPP Non-CHP | NY | 22 | 18.1 | 24.1 | Natural Gas Fired Combustion Turbine | NG | GT | 6 | 1972 |  |  | (OP) Operating | Kings
54863 | U S Power Generating Company LLC | Narrows Gas Turbines Generating | IPP Non-CHP | NY | 22 | 16 | 21.6 | Natural Gas Fired Combustion Turbine | NG | GT | 6 | 1972 |  |  | (OP) Operating | Kings
61130 | Helix Ravenswood, LLC | Ravenswood | IPP Non-CHP | NY | 400 | 368 | 368 | Natural Gas Steam Turbine | NG | ST | 2 | 1963 |  |  | (OP) Operating | Queens
61130 | Helix Ravenswood, LLC | Ravenswood | IPP Non-CHP | NY | 400 | 372.5 | 375 | Natural Gas Steam Turbine | NG | ST | 5 | 1963 |  |  | (OP) Operating | Queens
61130 | Helix Ravenswood, LLC | Ravenswood | IPP Non-CHP | NY | 1027 | 973 | 974.2 | Natural Gas Steam Turbine | NG | ST | 6 | 1965 |  |  | (OP) Operating | Queens
61130 | Helix Ravenswood, LLC | Ravenswood | IPP Non-CHP | NY | 170 | 169.7 | 194.2 | Natural Gas Fired Combined Cycle | NG | CT | 12 | 2003 |  |  | (OP) Operating | Queens
61130 | Helix Ravenswood, LLC | Ravenswood | IPP Non-CHP | NY | 80 | 79.1 | 82.7 | Natural Gas Fired Combined Cycle | NG | CA | 12 | 2003 |  |  | (OP) Operating | Queens
4226 | Consolidated Edison Co-NY Inc | 59th Street | Electric Utility | NY | 17.1 | 14.9 | 22.2 | Natural Gas Fired Combustion Turbine | NG | GT | 6 | 1969 |  |  | (OP) Operating | New York
4226 | Consolidated Edison Co-NY Inc | 74th Street | Electric Utility | NY | 18.5 | 17.9 | 21.3 | Petroleum Liquids | KER | GT | 10 | 1968 |  |  | (OP) Operating | New York
4226 | Consolidated Edison Co-NY Inc | 74th Street | Electric Utility | NY | 18.5 | 19.8 | 20.2 | Petroleum Liquids | KER | GT | 10 | 1968 |  |  | (OP) Operating | New York
56505 | National Grid Generation LLC | E F Barrett | Electric Utility | NY | 41.8 | 39.6 | 49.7 | Natural Gas Fired Combustion Turbine | NG | GT | 6 | 1971 |  |  | (OP) Operating | Nassau
56505 | National Grid Generation LLC | E F Barrett | Electric Utility | NY | 41.8 | 40.1 | 49.7 | Natural Gas Fired Combustion Turbine | NG | GT | 6 | 1971 |  |  | (OP) Operating | Nassau
56505 | National Grid Generation LLC | E F Barrett | Electric Utility | NY | 41.8 | 40.9 | 49.3 | Natural Gas Fired Combustion Turbine | NG | GT | 6 | 1971 |  |  | (OP) Operating | Nassau
56505 | National Grid Generation LLC | E F Barrett | Electric Utility | NY | 18 | 17.2 | 20 | Natural Gas Fired Combustion Turbine | NG | GT | 6 | 1970 |  |  | (OP) Operating | Nassau
56505 | National Grid Generation LLC | E F Barrett | Electric Utility | NY | 18 | 17.1 | 19.2 | Natural Gas Fired Combustion Turbine | NG | GT | 7 | 1970 |  |  | (OP) Operating | Nassau
56505 | National Grid Generation LLC | E F Barrett | Electric Utility | NY | 18 | 17.3 | 19.9 | Natural Gas Fired Combustion Turbine | NG | GT | 7 | 1970 |  |  | (OP) Operating | Nassau
56505 | National Grid Generation LLC | E F Barrett | Electric Utility | NY | 18 | 17.8 | 20 | Natural Gas Fired Combustion Turbine | NG | GT | 7 | 1970 |  |  | (OP) Operating | Nassau
56505 | National Grid Generation LLC | E F Barrett | Electric Utility | NY | 18 | 16.9 | 20.4 | Natural Gas Fired Combustion Turbine | NG | GT | 7 | 1970 |  |  | (OP) Operating | Nassau
56505 | National Grid Generation LLC | E F Barrett | Electric Utility | NY | 41.8 | 40.7 | 50.3 | Natural Gas Fired Combustion Turbine | NG | GT | 6 | 1971 |  |  | (OP) Operating | Nassau
56505 | National Grid Generation LLC | E F Barrett | Electric Utility | NY | 18 | 17.4 | 16 | Natural Gas Fired Combustion Turbine | NG | GT | 6 | 1970 |  |  | (OP) Operating | Nassau
56505 | National Grid Generation LLC | E F Barrett | Electric Utility | NY | 18 | 17.5 | 18.7 | Natural Gas Fired Combustion Turbine | NG | GT | 6 | 1970 |  |  | (OP) Operating | Nassau
56505 | National Grid Generation LLC | E F Barrett | Electric Utility | NY | 188 | 193 | 199.2 | Natural Gas Steam Turbine | NG | ST | 11 | 1956 |  |  | (OP) Operating | Nassau
56505 | National Grid Generation LLC | E F Barrett | Electric Utility | NY | 188 | 192.7 | 196 | Natural Gas Steam Turbine | NG | ST | 10 | 1963 |  |  | (OP) Operating | Nassau
56505 | National Grid Generation LLC | East Hampton | Electric Utility | NY | 21.3 | 19.2 | 24 | Petroleum Liquids | DFO | GT | 12 | 1970 |  |  | (OP) Operating | Suffolk
56505 | National Grid Generation LLC | East Hampton | Electric Utility | NY | 2 | 2 | 2 | Petroleum Liquids | DFO | IC | 12 | 1962 |  |  | (OP) Operating | Suffolk
56505 | National Grid Generation LLC | East Hampton | Electric Utility | NY | 2 | 2 | 2.1 | Petroleum Liquids | DFO | IC | 12 | 1962 |  |  | (OP) Operating | Suffolk
56505 | National Grid Generation LLC | East Hampton | Electric Utility | NY | 2 | 2 | 2.1 | Petroleum Liquids | DFO | IC | 12 | 1962 |  |  | (OP) Operating | Suffolk
56505 | National Grid Generation LLC | Glenwood | Electric Utility | NY | 55 | 49 | 55.1 | Petroleum Liquids | DFO | GT | 6 | 1972 |  |  | (OP) Operating | Nassau
56505 | National Grid Generation LLC | Glenwood | Electric Utility | NY | 55 | 55.1 | 68.6 | Petroleum Liquids | DFO | GT | 6 | 1972 |  |  | (OP) Operating | Nassau
56505 | National Grid Generation LLC | Northport | Electric Utility | NY | 387 | 399 | 399 | Natural Gas Steam Turbine | NG | ST | 6 | 1968 |  |  | (OP) Operating | Suffolk
56505 | National Grid Generation LLC | Northport | Electric Utility | NY | 387 | 390.5 | 390 | Natural Gas Steam Turbine | NG | ST | 7 | 1972 |  |  | (OP) Operating | Suffolk
56505 | National Grid Generation LLC | Northport | Electric Utility | NY | 387 | 391.7 | 386.2 | Natural Gas Steam Turbine | NG | ST | 12 | 1977 |  |  | (OP) Operating | Suffolk
56505 | National Grid Generation LLC | Northport | Electric Utility | NY | 16 | 11.8 | 15.8 | Petroleum Liquids | DFO | GT | 3 | 1967 |  |  | (OP) Operating | Suffolk
56505 | National Grid Generation LLC | Northport | Electric Utility | NY | 387 | 399.5 | 397 | Natural Gas Steam Turbine | NG | ST | 7 | 1967 |  |  | (OP) Operating | Suffolk
56505 | National Grid Generation LLC | Port Jefferson | Electric Utility | NY | 188 | 190.3 | 188.5 | Natural Gas Steam Turbine | NG | ST | 11 | 1958 |  |  | (OP) Operating | Suffolk
56505 | National Grid Generation LLC | Port Jefferson | Electric Utility | NY | 188 | 189.5 | 198.2 | Natural Gas Steam Turbine | NG | ST | 11 | 1960 |  |  | (OP) Operating | Suffolk
56505 | National Grid Generation LLC | Port Jefferson | Electric Utility | NY | 16 | 12.1 | 16.3 | Petroleum Liquids | DFO | GT | 12 | 1966 |  |  | (OP) Operating | Suffolk
56505 | National Grid Generation LLC | Port Jefferson | Electric Utility | NY | 53 | 40.5 | 45.7 | Natural Gas Fired Combustion Turbine | NG | GT | 7 | 2002 |  |  | (OP) Operating | Suffolk
56505 | National Grid Generation LLC | Port Jefferson | Electric Utility | NY | 53 | 41.1 | 46.3 | Natural Gas Fired Combustion Turbine | NG | GT | 7 | 2002 |  |  | (OP) Operating | Suffolk
56505 | National Grid Generation LLC | Shoreham | Electric Utility | NY | 52.9 | 49.8 | 65 | Petroleum Liquids | DFO | GT | 7 | 1971 |  |  | (OP) Operating | Suffolk
56505 | National Grid Generation LLC | Shoreham | Electric Utility | NY | 18.6 | 15.9 | 19.7 | Petroleum Liquids | DFO | GT | 4 | 1966 |  |  | (OP) Operating | Suffolk
56505 | National Grid Generation LLC | South Hampton | Electric Utility | NY | 11.5 | 8.5 | 10.4 | Petroleum Liquids | DFO | GT | 3 | 1963 |  |  | (OP) Operating | Suffolk
56505 | National Grid Generation LLC | Southold | Electric Utility | NY | 14 | 10 | 9 | Petroleum Liquids | DFO | GT | 8 | 1964 |  |  | (OP) Operating | Suffolk
56505 | National Grid Generation LLC | West Babylon | Electric Utility | NY | 52.4 | 49.7 | 66.5 | Petroleum Liquids | DFO | GT | 8 | 1971 |  |  | (OP) Operating | Suffolk
13511 | New York State Elec & Gas Corp | Cadyville | Electric Utility | NY | 1.2 | 1.2 | 1.2 | Conventional Hydroelectric | WAT | HY | 8 | 1921 |  |  | (OP) Operating | Clinton
13511 | New York State Elec & Gas Corp | Cadyville | Electric Utility | NY | 1.2 | 1.2 | 1.2 | Conventional Hydroelectric | WAT | HY | 8 | 1921 |  |  | (OP) Operating | Clinton
13511 | New York State Elec & Gas Corp | Cadyville | Electric Utility | NY | 3.1 | 3.1 | 3.1 | Conventional Hydroelectric | WAT | HY | 9 | 1986 |  |  | (OP) Operating | Clinton
25 | Greenidge Generation Holdings LLC | Greenidge Generation LLC | IPP Non-CHP | NY | 112 | 107.5 | 106.3 | Natural Gas Steam Turbine | NG | ST | 12 | 1953 |  |  | (OP) Operating | Yates
13511 | New York State Elec & Gas Corp | Harris Lake | Electric Utility | NY | 1.7 | 1.7 | 1.7 | Petroleum Liquids | DFO | IC | 9 | 1967 |  |  | (OP) Operating | Essex
13511 | New York State Elec & Gas Corp | Harris Lake | Electric Utility | NY | 2.5 | 2.3 | 2.3 | Petroleum Liquids | DFO | IC | 8 | 2017 |  |  | (OP) Operating | Essex
13511 | New York State Elec & Gas Corp | High Falls - Saranac NY | Electric Utility | NY | 4 | 4 | 4 | Conventional Hydroelectric | WAT | HY | 8 | 1948 |  |  | (OP) Operating | Clinton
13511 | New York State Elec & Gas Corp | High Falls - Saranac NY | Electric Utility | NY | 4 | 4 | 4 | Conventional Hydroelectric | WAT | HY | 8 | 1949 |  |  | (OP) Operating | Clinton
13511 | New York State Elec & Gas Corp | High Falls - Saranac NY | Electric Utility | NY | 7 | 7 | 7 | Conventional Hydroelectric | WAT | HY | 8 | 1956 |  |  | (OP) Operating | Clinton
13511 | New York State Elec & Gas Corp | Kent Falls | Electric Utility | NY | 3.2 | 3.8 | 3.8 | Conventional Hydroelectric | WAT | HY | 8 | 1928 |  |  | (OP) Operating | Clinton
13511 | New York State Elec & Gas Corp | Kent Falls | Electric Utility | NY | 3.2 | 3.8 | 3.8 | Conventional Hydroelectric | WAT | HY | 8 | 1928 |  |  | (OP) Operating | Clinton
13511 | New York State Elec & Gas Corp | Kent Falls | Electric Utility | NY | 6 | 6 | 6 | Conventional Hydroelectric | WAT | HY | 7 | 1985 |  |  | (OP) Operating | Clinton
22125 | Cayuga Operating Company, LLC | Cayuga Operating Company | IPP Non-CHP | NY | 155.3 | 152 | 151.2 | Conventional Steam Coal | BIT | ST | 9 | 1955 |  |  | (OP) Operating | Tompkins
22125 | Cayuga Operating Company, LLC | Cayuga Operating Company | IPP Non-CHP | NY | 167.2 | 150.2 | 158 | Conventional Steam Coal | BIT | ST | 10 | 1958 |  |  | (OP) Operating | Tompkins
14294 | PSEG Power New York Inc | Bethlehem Energy Center | IPP Non-CHP | NY | 194.3 | 182.6 | 203.9 | Natural Gas Fired Combined Cycle | NG | CT | 7 | 2005 |  |  | (OP) Operating | Albany
14294 | PSEG Power New York Inc | Bethlehem Energy Center | IPP Non-CHP | NY | 194.3 | 166.6 | 187.9 | Natural Gas Fired Combined Cycle | NG | CT | 7 | 2005 |  |  | (OP) Operating | Albany
14294 | PSEG Power New York Inc | Bethlehem Energy Center | IPP Non-CHP | NY | 194.3 | 182.6 | 203.9 | Natural Gas Fired Combined Cycle | NG | CT | 7 | 2005 |  |  | (OP) Operating | Albany
14294 | PSEG Power New York Inc | Bethlehem Energy Center | IPP Non-CHP | NY | 310.2 | 257 | 296.6 | Natural Gas Fired Combined Cycle | NG | CA | 7 | 2005 |  |  | (OP) Operating | Albany
5914 | Erie Boulevard Hydropower LP | Allens Falls | IPP Non-CHP | NY | 4 | 3.5 | 5 | Conventional Hydroelectric | WAT | HY | 1 | 1927 |  |  | (OP) Operating | St Lawrence
5914 | Erie Boulevard Hydropower LP | Beardslee | IPP Non-CHP | NY | 10 | 8.5 | 8.9 | Conventional Hydroelectric | WAT | HY | 1 | 1924 |  |  | (OP) Operating | Herkimer
5914 | Erie Boulevard Hydropower LP | Beardslee | IPP Non-CHP | NY | 10 | 8.1 | 7.8 | Conventional Hydroelectric | WAT | HY | 1 | 1924 |  |  | (OP) Operating | Herkimer
5914 | Erie Boulevard Hydropower LP | Belfort | IPP Non-CHP | NY | 0.4 | 0.4 | 0.4 | Conventional Hydroelectric | WAT | HY | 1 | 1903 |  |  | (OP) Operating | Lewis
5914 | Erie Boulevard Hydropower LP | Belfort | IPP Non-CHP | NY | 0.6 | 0.5 | 0.5 | Conventional Hydroelectric | WAT | HY | 1 | 1915 |  |  | (OP) Operating | Lewis
5914 | Erie Boulevard Hydropower LP | Belfort | IPP Non-CHP | NY | 1 | 0.9 | 0.9 | Conventional Hydroelectric | WAT | HY | 1 | 1918 |  |  | (OP) Operating | Lewis
5914 | Erie Boulevard Hydropower LP | Bennetts Bridge | IPP Non-CHP | NY | 9 | 8.4 | 7 | Conventional Hydroelectric | WAT | HY | 1 | 1932 |  |  | (OP) Operating | Oswego
5914 | Erie Boulevard Hydropower LP | Bennetts Bridge | IPP Non-CHP | NY | 9 | 8.4 | 7.5 | Conventional Hydroelectric | WAT | HY | 1 | 1932 |  |  | (OP) Operating | Oswego
5914 | Erie Boulevard Hydropower LP | Bennetts Bridge | IPP Non-CHP | NY | 9 | 6.3 | 7.3 | Conventional Hydroelectric | WAT | HY | 1 | 1966 |  |  | (OP) Operating | Oswego
5914 | Erie Boulevard Hydropower LP | Bennetts Bridge | IPP Non-CHP | NY | 9 | 7.2 | 7.3 | Conventional Hydroelectric | WAT | HY | 1 | 1966 |  |  | (OP) Operating | Oswego
5914 | Erie Boulevard Hydropower LP | Black River | IPP Non-CHP | NY | 2 | 1.5 | 2.3 | Conventional Hydroelectric | WAT | HY | 1 | 1920 |  |  | (OP) Operating | Jefferson
5914 | Erie Boulevard Hydropower LP | Black River | IPP Non-CHP | NY | 2 | 1.5 | 2.3 | Conventional Hydroelectric | WAT | HY | 1 | 1920 |  |  | (OP) Operating | Jefferson
5914 | Erie Boulevard Hydropower LP | Black River | IPP Non-CHP | NY | 2 | 1.5 | 2.3 | Conventional Hydroelectric | WAT | HY | 1 | 1920 |  |  | (OP) Operating | Jefferson
5914 | Erie Boulevard Hydropower LP | Blake | IPP Non-CHP | NY | 15 | 14.2 | 14.5 | Conventional Hydroelectric | WAT | HY | 1 | 1957 |  |  | (OP) Operating | St Lawrence
5914 | Erie Boulevard Hydropower LP | Browns Falls | IPP Non-CHP | NY | 8 | 7.9 | 7.6 | Conventional Hydroelectric | WAT | HY | 1 | 1923 |  |  | (OP) Operating | St Lawrence
5914 | Erie Boulevard Hydropower LP | Browns Falls | IPP Non-CHP | NY | 8 | 7.9 | 7.6 | Conventional Hydroelectric | WAT | HY | 1 | 1923 |  |  | (OP) Operating | St Lawrence
5914 | Erie Boulevard Hydropower LP | Chasm | IPP Non-CHP | NY | 1 | 0.5 | 0.6 | Conventional Hydroelectric | WAT | HY | 1 | 1913 |  |  | (OP) Operating | Franklin
5914 | Erie Boulevard Hydropower LP | Chasm | IPP Non-CHP | NY | 1 | 0.5 | 0.6 | Conventional Hydroelectric | WAT | HY | 1 | 1913 |  |  | (OP) Operating | Franklin
5914 | Erie Boulevard Hydropower LP | Chasm | IPP Non-CHP | NY | 1 | 0.6 | 0.7 | Conventional Hydroelectric | WAT | HY | 1 | 1926 |  |  | (OP) Operating | Franklin
5914 | Erie Boulevard Hydropower LP | Colton | IPP Non-CHP | NY | 11 | 9.9 | 9.7 | Conventional Hydroelectric | WAT | HY | 1 | 1918 |  |  | (OP) Operating | St Lawrence
5914 | Erie Boulevard Hydropower LP | Colton | IPP Non-CHP | NY | 12 | 10.3 | 9.9 | Conventional Hydroelectric | WAT | HY | 1 | 1918 |  |  | (OP) Operating | St Lawrence
5914 | Erie Boulevard Hydropower LP | Colton | IPP Non-CHP | NY | 13 | 9.5 | 11.1 | Conventional Hydroelectric | WAT | HY | 1 | 1928 |  |  | (OP) Operating | St Lawrence
5914 | Erie Boulevard Hydropower LP | Deferiet | IPP Non-CHP | NY | 4 | 3.6 | 3.6 | Conventional Hydroelectric | WAT | HY | 1 | 1925 |  |  | (OP) Operating | Jefferson
5914 | Erie Boulevard Hydropower LP | Deferiet | IPP Non-CHP | NY | 4 | 3.6 | 3.6 | Conventional Hydroelectric | WAT | HY | 1 | 1925 |  |  | (OP) Operating | Jefferson
5914 | Erie Boulevard Hydropower LP | Deferiet | IPP Non-CHP | NY | 4 | 3.6 | 3.6 | Conventional Hydroelectric | WAT | HY | 1 | 1925 |  |  | (OP) Operating | Jefferson
5914 | Erie Boulevard Hydropower LP | Eagle | IPP Non-CHP | NY | 2 | 1.4 | 1.1 | Conventional Hydroelectric | WAT | HY | 1 | 1914 |  |  | (OP) Operating | Lewis
5914 | Erie Boulevard Hydropower LP | Eagle | IPP Non-CHP | NY | 1 | 1.2 | 1 | Conventional Hydroelectric | WAT | HY | 1 | 1915 |  |  | (OP) Operating | Lewis
5914 | Erie Boulevard Hydropower LP | Eagle | IPP Non-CHP | NY | 1 | 1.2 | 1 | Conventional Hydroelectric | WAT | HY | 1 | 1919 |  |  | (OP) Operating | Lewis
5914 | Erie Boulevard Hydropower LP | Eagle | IPP Non-CHP | NY | 2 | 2 | 1.8 | Conventional Hydroelectric | WAT | HY | 1 | 1925 |  |  | (OP) Operating | Lewis
5914 | Erie Boulevard Hydropower LP | Eel Weir | IPP Non-CHP | NY | 0.5 | 0.4 | 0.4 | Conventional Hydroelectric | WAT | HY | 1 | 1928 |  |  | (OP) Operating | St Lawrence
5914 | Erie Boulevard Hydropower LP | Eel Weir | IPP Non-CHP | NY | 1 | 0.8 | 0.8 | Conventional Hydroelectric | WAT | HY | 1 | 1928 |  |  | (OP) Operating | St Lawrence
5914 | Erie Boulevard Hydropower LP | Eel Weir | IPP Non-CHP | NY | 1 | 0.8 | 0.8 | Conventional Hydroelectric | WAT | HY | 1 | 1928 |  |  | (OP) Operating | St Lawrence
5914 | Erie Boulevard Hydropower LP | Effley | IPP Non-CHP | NY | 0.4 | 0.4 | 0.4 | Conventional Hydroelectric | WAT | HY | 1 | 1902 |  |  | (OP) Operating | Lewis
5914 | Erie Boulevard Hydropower LP | Effley | IPP Non-CHP | NY | 0.4 | 0.4 | 0.4 | Conventional Hydroelectric | WAT | HY | 1 | 1907 |  |  | (OP) Operating | Lewis
5914 | Erie Boulevard Hydropower LP | Effley | IPP Non-CHP | NY | 0.6 | 0.4 | 0.4 | Conventional Hydroelectric | WAT | HY | 1 | 1910 |  |  | (OP) Operating | Lewis
5914 | Erie Boulevard Hydropower LP | Effley | IPP Non-CHP | NY | 1.6 | 1.7 | 1.4 | Conventional Hydroelectric | WAT | HY | 1 | 1923 |  |  | (OP) Operating | Lewis
5914 | Erie Boulevard Hydropower LP | Elmer | IPP Non-CHP | NY | 1 | 1 | 1 | Conventional Hydroelectric | WAT | HY | 1 | 1916 |  |  | (OP) Operating | Lewis
5914 | Erie Boulevard Hydropower LP | Elmer | IPP Non-CHP | NY | 1 | 1 | 1 | Conventional Hydroelectric | WAT | HY | 1 | 1916 |  |  | (OP) Operating | Lewis
5914 | Erie Boulevard Hydropower LP | Ephratah | IPP Non-CHP | NY | 1 | 0.9 | 0.9 | Conventional Hydroelectric | WAT | HY | 1 | 1920 |  |  | (OP) Operating | Fulton
5914 | Erie Boulevard Hydropower LP | Ephratah | IPP Non-CHP | NY | 1 | 0.9 | 1 | Conventional Hydroelectric | WAT | HY | 1 | 1911 |  |  | (OP) Operating | Fulton
5914 | Erie Boulevard Hydropower LP | Ephratah | IPP Non-CHP | NY | 1 | 0.9 | 1 | Conventional Hydroelectric | WAT | HY | 1 | 1911 |  |  | (OP) Operating | Fulton
5914 | Erie Boulevard Hydropower LP | Ephratah | IPP Non-CHP | NY | 1 | 1 | 1 | Conventional Hydroelectric | WAT | HY | 1 | 1911 |  |  | (OP) Operating | Fulton
5914 | Erie Boulevard Hydropower LP | East Norfolk | IPP Non-CHP | NY | 4 | 4.1 | 4 | Conventional Hydroelectric | WAT | HY | 1 | 1928 |  |  | (OP) Operating | St Lawrence
5914 | Erie Boulevard Hydropower LP | Five Falls | IPP Non-CHP | NY | 24 | 22.4 | 23.5 | Conventional Hydroelectric | WAT | HY | 1 | 1955 |  |  | (OP) Operating | St Lawrence
5914 | Erie Boulevard Hydropower LP | Flat Rock | IPP Non-CHP | NY | 2 | 2.4 | 2.4 | Conventional Hydroelectric | WAT | HY | 1 | 1924 |  |  | (OP) Operating | St Lawrence
5914 | Erie Boulevard Hydropower LP | Flat Rock | IPP Non-CHP | NY | 3 | 2.8 | 2.8 | Conventional Hydroelectric | WAT | HY | 1 | 1924 |  |  | (OP) Operating | St Lawrence
5914 | Erie Boulevard Hydropower LP | Franklin (NY) | IPP Non-CHP | NY | 1 | 0.9 | 0.9 | Conventional Hydroelectric | WAT | HY | 1 | 1911 |  |  | (OP) Operating | Franklin
5914 | Erie Boulevard Hydropower LP | Franklin (NY) | IPP Non-CHP | NY | 1 | 1.1 | 1.1 | Conventional Hydroelectric | WAT | HY | 1 | 1926 |  |  | (OP) Operating | Franklin
5914 | Erie Boulevard Hydropower LP | Glenwood Hydro | IPP Non-CHP | NY | 0.5 | 0.5 | 0.4 | Conventional Hydroelectric | WAT | HY | 1 | 1950 |  |  | (OP) Operating | Orleans
5914 | Erie Boulevard Hydropower LP | Glenwood Hydro | IPP Non-CHP | NY | 0.5 | 0.5 | 0.4 | Conventional Hydroelectric | WAT | HY | 1 | 1950 |  |  | (OP) Operating | Orleans
5914 | Erie Boulevard Hydropower LP | Glenwood Hydro | IPP Non-CHP | NY | 0.5 | 0.5 | 0.4 | Conventional Hydroelectric | WAT | HY | 1 | 1950 |  |  | (OP) Operating | Orleans
5914 | Erie Boulevard Hydropower LP | Granby | IPP Non-CHP | NY | 5 | 5.1 | 5.2 | Conventional Hydroelectric | WAT | HY | 1 | 1983 |  |  | (OP) Operating | Oswego
5914 | Erie Boulevard Hydropower LP | Granby | IPP Non-CHP | NY | 5 | 5.1 | 5.2 | Conventional Hydroelectric | WAT | HY | 1 | 1983 |  |  | (OP) Operating | Oswego
5914 | Erie Boulevard Hydropower LP | Hannawa | IPP Non-CHP | NY | 4 | 3.6 | 3.6 | Conventional Hydroelectric | WAT | HY | 1 | 1914 |  |  | (OP) Operating | St Lawrence
5914 | Erie Boulevard Hydropower LP | Hannawa | IPP Non-CHP | NY | 4 | 3.9 | 3.9 | Conventional Hydroelectric | WAT | HY | 1 | 1920 |  |  | (OP) Operating | St Lawrence
5914 | Erie Boulevard Hydropower LP | Herrings | IPP Non-CHP | NY | 1.8 | 1.5 | 1.5 | Conventional Hydroelectric | WAT | HY | 1 | 1924 |  |  | (OP) Operating | Jefferson
5914 | Erie Boulevard Hydropower LP | Herrings | IPP Non-CHP | NY | 1.8 | 1.5 | 1.5 | Conventional Hydroelectric | WAT | HY | 1 | 1924 |  |  | (OP) Operating | Jefferson
5914 | Erie Boulevard Hydropower LP | Herrings | IPP Non-CHP | NY | 1.8 | 1.5 | 1.5 | Conventional Hydroelectric | WAT | HY | 1 | 1924 |  |  | (OP) Operating | Jefferson
5914 | Erie Boulevard Hydropower LP | Heuvelton | IPP Non-CHP | NY | 0.5 | 0.4 | 0.4 | Conventional Hydroelectric | WAT | HY | 1 | 1924 |  |  | (OP) Operating | St Lawrence
5914 | Erie Boulevard Hydropower LP | Heuvelton | IPP Non-CHP | NY | 0.5 | 0.4 | 0.4 | Conventional Hydroelectric | WAT | HY | 1 | 1924 |  |  | (OP) Operating | St Lawrence
14240 | Oswego City of | High Dam | Electric Utility | NY | 2.8 | 2.2 | 2.2 | Conventional Hydroelectric | WAT | HY | 8 | 1928 |  |  | (OP) Operating | Oswego
14240 | Oswego City of | High Dam | Electric Utility | NY | 2.8 | 2.2 | 2.2 | Conventional Hydroelectric | WAT | HY | 8 | 1928 |  |  | (OP) Operating | Oswego
14240 | Oswego City of | High Dam | Electric Utility | NY | 2.8 | 2.2 | 2.2 | Conventional Hydroelectric | WAT | HY | 8 | 1928 |  |  | (OP) Operating | Oswego
14240 | Oswego City of | High Dam | Electric Utility | NY | 3.5 | 2.2 | 2.2 | Conventional Hydroelectric | WAT | HY | 8 | 1949 |  |  | (OP) Operating | Oswego
5914 | Erie Boulevard Hydropower LP | High Falls - Croghan NY | IPP Non-CHP | NY | 2 | 1.8 | 1.8 | Conventional Hydroelectric | WAT | HY | 1 | 1925 |  |  | (OP) Operating | Lewis
5914 | Erie Boulevard Hydropower LP | High Falls - Croghan NY | IPP Non-CHP | NY | 2 | 1.8 | 1.8 | Conventional Hydroelectric | WAT | HY | 7 | 1925 |  |  | (OP) Operating | Lewis
5914 | Erie Boulevard Hydropower LP | High Falls - Croghan NY | IPP Non-CHP | NY | 2 | 1.8 | 1.8 | Conventional Hydroelectric | WAT | HY | 7 | 1925 |  |  | (OP) Operating | Lewis
5914 | Erie Boulevard Hydropower LP | Higley | IPP Non-CHP | NY | 1.5 | 1.5 | 1.6 | Conventional Hydroelectric | WAT | HY | 9 | 2003 |  |  | (OP) Operating | St Lawrence
5914 | Erie Boulevard Hydropower LP | Higley | IPP Non-CHP | NY | 1.5 | 1.6 | 1.6 | Conventional Hydroelectric | WAT | HY | 9 | 2003 |  |  | (OP) Operating | St Lawrence
5914 | Erie Boulevard Hydropower LP | Higley | IPP Non-CHP | NY | 1.5 | 1.6 | 1.6 | Conventional Hydroelectric | WAT | HY | 9 | 2003 |  |  | (OP) Operating | St Lawrence
5914 | Erie Boulevard Hydropower LP | Higley | IPP Non-CHP | NY | 1.5 | 1.6 | 1.6 | Conventional Hydroelectric | WAT | HY | 9 | 2003 |  |  | (OP) Operating | St Lawrence
5914 | Erie Boulevard Hydropower LP | Hydraulic Race | IPP Non-CHP | NY | 3 | 2.8 | 2.4 | Conventional Hydroelectric | WAT | HY | 1 | 1942 |  |  | (OP) Operating | Niagara
5914 | Erie Boulevard Hydropower LP | Inghams | IPP Non-CHP | NY | 3 | 2.8 | 2.9 | Conventional Hydroelectric | WAT | HY | 1 | 1912 |  |  | (OP) Operating | Fulton
5914 | Erie Boulevard Hydropower LP | Inghams | IPP Non-CHP | NY | 3 | 3.4 | 3.4 | Conventional Hydroelectric | WAT | HY | 1 | 1912 |  |  | (OP) Operating | Fulton
5914 | Erie Boulevard Hydropower LP | Johnsonville Dam | IPP Non-CHP | NY | 2 | 1.1 | 1.1 | Conventional Hydroelectric | WAT | HY | 1 | 1909 |  |  | (OP) Operating | Rensselaer
5914 | Erie Boulevard Hydropower LP | Johnsonville Dam | IPP Non-CHP | NY | 2 | 1.4 | 1.2 | Conventional Hydroelectric | WAT | HY | 1 | 1909 |  |  | (OP) Operating | Rensselaer
5914 | Erie Boulevard Hydropower LP | Kamargo | IPP Non-CHP | NY | 2 | 1.3 | 1.7 | Conventional Hydroelectric | WAT | HY | 1 | 1921 |  |  | (OP) Operating | Jefferson
5914 | Erie Boulevard Hydropower LP | Kamargo | IPP Non-CHP | NY | 2 | 1.3 | 1.7 | Conventional Hydroelectric | WAT | HY | 1 | 1921 |  |  | (OP) Operating | Jefferson
5914 | Erie Boulevard Hydropower LP | Kamargo | IPP Non-CHP | NY | 2 | 1.3 | 1.7 | Conventional Hydroelectric | WAT | HY | 1 | 1921 |  |  | (OP) Operating | Jefferson
5914 | Erie Boulevard Hydropower LP | Lighthouse Hill | IPP Non-CHP | NY | 4 | 4 | 4 | Conventional Hydroelectric | WAT | HY | 1 | 1930 |  |  | (OP) Operating | Oswego
5914 | Erie Boulevard Hydropower LP | Lighthouse Hill | IPP Non-CHP | NY | 4 | 3.6 | 4 | Conventional Hydroelectric | WAT | HY | 1 | 1930 |  |  | (OP) Operating | Oswego
5914 | Erie Boulevard Hydropower LP | Macomb | IPP Non-CHP | NY | 1 | 0.8 | 0.8 | Conventional Hydroelectric | WAT | HY | 1 | 1940 |  |  | (OP) Operating | Franklin
5914 | Erie Boulevard Hydropower LP | Minetto | IPP Non-CHP | NY | 2 | 1.4 | 1.4 | Conventional Hydroelectric | WAT | HY | 1 | 1915 |  |  | (OP) Operating | Oswego
5914 | Erie Boulevard Hydropower LP | Minetto | IPP Non-CHP | NY | 2 | 1.4 | 1.4 | Conventional Hydroelectric | WAT | HY | 1 | 1915 |  |  | (OP) Operating | Oswego
5914 | Erie Boulevard Hydropower LP | Minetto | IPP Non-CHP | NY | 2 | 1.4 | 1.4 | Conventional Hydroelectric | WAT | HY | 1 | 1915 |  |  | (OP) Operating | Oswego
5914 | Erie Boulevard Hydropower LP | Minetto | IPP Non-CHP | NY | 2 | 1.4 | 1.4 | Conventional Hydroelectric | WAT | HY | 1 | 1915 |  |  | (OP) Operating | Oswego
5914 | Erie Boulevard Hydropower LP | Minetto | IPP Non-CHP | NY | 2 | 1.4 | 1.4 | Conventional Hydroelectric | WAT | HY | 1 | 1915 |  |  | (OP) Operating | Oswego
5914 | Erie Boulevard Hydropower LP | Moshier | IPP Non-CHP | NY | 4 | 4 | 4 | Conventional Hydroelectric | WAT | HY | 1 | 1929 |  |  | (OP) Operating | Herkimer
5914 | Erie Boulevard Hydropower LP | Moshier | IPP Non-CHP | NY | 4 | 4 | 4 | Conventional Hydroelectric | WAT | HY | 1 | 1929 |  |  | (OP) Operating | Herkimer
55951 | Exelon Nuclear | Nine Mile Point Nuclear Station | IPP Non-CHP | NY | 641.8 | 625 | 627 | Nuclear | NUC | ST | 12 | 1969 |  |  | (OP) Operating | Oswego
55951 | Exelon Nuclear | Nine Mile Point Nuclear Station | IPP Non-CHP | NY | 1259.3 | 1291 | 1303 | Nuclear | NUC | ST | 7 | 1987 |  |  | (OP) Operating | Oswego
5914 | Erie Boulevard Hydropower LP | Norfolk | IPP Non-CHP | NY | 5 | 5.1 | 5 | Conventional Hydroelectric | WAT | HY | 1 | 1928 |  |  | (OP) Operating | St Lawrence
5914 | Erie Boulevard Hydropower LP | Norwood | IPP Non-CHP | NY | 2 | 2.2 | 2.1 | Conventional Hydroelectric | WAT | HY | 1 | 1928 |  |  | (OP) Operating | St Lawrence
13923 | NRG Oswego Harbor Power Operations Inc | Oswego Harbor Power | IPP Non-CHP | NY | 901.8 | 821.5 | 827 | Petroleum Liquids | RFO | ST | 6 | 1975 |  |  | (OP) Operating | Oswego
13923 | NRG Oswego Harbor Power Operations Inc | Oswego Harbor Power | IPP Non-CHP | NY | 901.8 | 816.5 | 827.5 | Petroleum Liquids | RFO | ST | 12 | 1979 |  |  | (OP) Operating | Oswego
5914 | Erie Boulevard Hydropower LP | Oswego Falls East | IPP Non-CHP | NY | 2 | 1.4 | 1.5 | Conventional Hydroelectric | WAT | HY | 1 | 1914 |  |  | (OP) Operating | Oswego
5914 | Erie Boulevard Hydropower LP | Oswego Falls East | IPP Non-CHP | NY | 2 | 1.4 | 1.5 | Conventional Hydroelectric | WAT | HY | 1 | 1914 |  |  | (OP) Operating | Oswego
5914 | Erie Boulevard Hydropower LP | Oswego Falls East | IPP Non-CHP | NY | 2 | 1.4 | 1.5 | Conventional Hydroelectric | WAT | HY | 1 | 1914 |  |  | (OP) Operating | Oswego
5914 | Erie Boulevard Hydropower LP | Oswego Falls West | IPP Non-CHP | NY | 1 | 0.9 | 0.9 | Conventional Hydroelectric | WAT | HY | 1 | 1914 |  |  | (OP) Operating | Oswego
5914 | Erie Boulevard Hydropower LP | Oswego Falls West | IPP Non-CHP | NY | 1 | 0.9 | 0.9 | Conventional Hydroelectric | WAT | HY | 1 | 1914 |  |  | (OP) Operating | Oswego
5914 | Erie Boulevard Hydropower LP | Oswego Falls West | IPP Non-CHP | NY | 0.5 | 0.4 | 0.4 | Conventional Hydroelectric | WAT | HY | 10 | 2008 |  |  | (OP) Operating | Oswego
5914 | Erie Boulevard Hydropower LP | Oswego Falls West | IPP Non-CHP | NY | 0.5 | 0.4 | 0.4 | Conventional Hydroelectric | WAT | HY | 10 | 2008 |  |  | (OP) Operating | Oswego
5914 | Erie Boulevard Hydropower LP | Parishville | IPP Non-CHP | NY | 3 | 2.3 | 2.4 | Conventional Hydroelectric | WAT | HY | 1 | 1925 |  |  | (OP) Operating | St Lawrence
5914 | Erie Boulevard Hydropower LP | Piercefield | IPP Non-CHP | NY | 1.5 | 1.6 | 1.6 | Conventional Hydroelectric | WAT | HY | 1 | 1957 |  |  | (OP) Operating | St Lawrence
5914 | Erie Boulevard Hydropower LP | Piercefield | IPP Non-CHP | NY | 0.6 | 0.6 | 0.6 | Conventional Hydroelectric | WAT | HY | 1 | 1924 |  |  | (OP) Operating | St Lawrence
5914 | Erie Boulevard Hydropower LP | Piercefield | IPP Non-CHP | NY | 0.6 | 0.6 | 0.6 | Conventional Hydroelectric | WAT | HY | 1 | 1924 |  |  | (OP) Operating | St Lawrence
5914 | Erie Boulevard Hydropower LP | Prospect | IPP Non-CHP | NY | 19 | 18.3 | 18.1 | Conventional Hydroelectric | WAT | HY | 1 | 1959 |  |  | (OP) Operating | Oneida
5914 | Erie Boulevard Hydropower LP | Rainbow Falls Hydro | IPP Non-CHP | NY | 25 | 24 | 23.8 | Conventional Hydroelectric | WAT | HY | 1 | 1956 |  |  | (OP) Operating | St Lawrence
5914 | Erie Boulevard Hydropower LP | Raymondville | IPP Non-CHP | NY | 2 | 2.3 | 2.1 | Conventional Hydroelectric | WAT | HY | 1 | 1928 |  |  | (OP) Operating | St Lawrence
5914 | Erie Boulevard Hydropower LP | South Edwards | IPP Non-CHP | NY | 1 | 1.2 | 1.1 | Conventional Hydroelectric | WAT | HY | 1 | 1912 |  |  | (OP) Operating | St Lawrence
5914 | Erie Boulevard Hydropower LP | South Edwards | IPP Non-CHP | NY | 1 | 1.2 | 1.1 | Conventional Hydroelectric | WAT | HY | 1 | 1912 |  |  | (OP) Operating | St Lawrence
5914 | Erie Boulevard Hydropower LP | South Edwards | IPP Non-CHP | NY | 1 | 0.8 | 0.7 | Conventional Hydroelectric | WAT | HY | 1 | 1921 |  |  | (OP) Operating | St Lawrence
5914 | Erie Boulevard Hydropower LP | South Edwards | IPP Non-CHP | NY | 1 | 0.2 | 0.2 | Conventional Hydroelectric | WAT | HY | 1 | 1994 |  |  | (OP) Operating | St Lawrence
5914 | Erie Boulevard Hydropower LP | School Street | IPP Non-CHP | NY | 8 | 7.5 | 7.1 | Conventional Hydroelectric | WAT | HY | 1 | 1915 |  |  | (OP) Operating | Albany
5914 | Erie Boulevard Hydropower LP | School Street | IPP Non-CHP | NY | 7 | 5.9 | 6.3 | Conventional Hydroelectric | WAT | HY | 1 | 1915 |  |  | (OP) Operating | Albany
5914 | Erie Boulevard Hydropower LP | School Street | IPP Non-CHP | NY | 7 | 6.1 | 6.4 | Conventional Hydroelectric | WAT | HY | 1 | 1915 |  |  | (OP) Operating | Albany
5914 | Erie Boulevard Hydropower LP | School Street | IPP Non-CHP | NY | 7 | 6.6 | 6.6 | Conventional Hydroelectric | WAT | HY | 1 | 1922 |  |  | (OP) Operating | Albany
5914 | Erie Boulevard Hydropower LP | School Street | IPP Non-CHP | NY | 13 | 10.8 | 9.7 | Conventional Hydroelectric | WAT | HY | 1 | 1924 |  |  | (OP) Operating | Albany
5914 | Erie Boulevard Hydropower LP | Schaghticoke | IPP Non-CHP | NY | 4 | 4 | 4.3 | Conventional Hydroelectric | WAT | HY | 1 | 1908 |  |  | (OP) Operating | Rensselaer
5914 | Erie Boulevard Hydropower LP | Schaghticoke | IPP Non-CHP | NY | 4 | 4.1 | 4.1 | Conventional Hydroelectric | WAT | HY | 1 | 1908 |  |  | (OP) Operating | Rensselaer
5914 | Erie Boulevard Hydropower LP | Schaghticoke | IPP Non-CHP | NY | 4 | 3.8 | 3.9 | Conventional Hydroelectric | WAT | HY | 1 | 1908 |  |  | (OP) Operating | Rensselaer
5914 | Erie Boulevard Hydropower LP | Schaghticoke | IPP Non-CHP | NY | 4 | 4 | 3.9 | Conventional Hydroelectric | WAT | HY | 1 | 1908 |  |  | (OP) Operating | Rensselaer
5914 | Erie Boulevard Hydropower LP | Schuylerville | IPP Non-CHP | NY | 2 | 1.5 | 1.6 | Conventional Hydroelectric | WAT | HY | 1 | 1919 |  |  | (OP) Operating | Saratoga
5914 | Erie Boulevard Hydropower LP | Sewalls | IPP Non-CHP | NY | 1 | 1.1 | 1.1 | Conventional Hydroelectric | WAT | HY | 1 | 1925 |  |  | (OP) Operating | Jefferson
5914 | Erie Boulevard Hydropower LP | Sewalls | IPP Non-CHP | NY | 1 | 1.1 | 1.1 | Conventional Hydroelectric | WAT | HY | 1 | 1925 |  |  | (OP) Operating | Jefferson
5914 | Erie Boulevard Hydropower LP | Sherman Island | IPP Non-CHP | NY | 7 | 6.7 | 6.7 | Conventional Hydroelectric | WAT | HY | 4 | 2009 |  |  | (OP) Operating | Saratoga
5914 | Erie Boulevard Hydropower LP | Sherman Island | IPP Non-CHP | NY | 7 | 7 | 8.1 | Conventional Hydroelectric | WAT | HY | 1 | 1923 |  |  | (OP) Operating | Saratoga
5914 | Erie Boulevard Hydropower LP | Sherman Island | IPP Non-CHP | NY | 7 | 7 | 8.3 | Conventional Hydroelectric | WAT | HY | 1 | 1923 |  |  | (OP) Operating | Saratoga
5914 | Erie Boulevard Hydropower LP | Sherman Island | IPP Non-CHP | NY | 7 | 7.2 | 7.4 | Conventional Hydroelectric | WAT | HY | 1 | 1923 |  |  | (OP) Operating | Saratoga
5914 | Erie Boulevard Hydropower LP | Sherman Island | IPP Non-CHP | NY | 7 | 7.7 | 8.2 | Conventional Hydroelectric | WAT | HY | 1 | 1923 |  |  | (OP) Operating | Saratoga
5914 | Erie Boulevard Hydropower LP | Sherman Island | IPP Non-CHP | NY | 1.3 | 1.3 | 1.3 | Conventional Hydroelectric | WAT | HY | 2 | 2009 |  |  | (OP) Operating | Saratoga
5914 | Erie Boulevard Hydropower LP | Soft Maple | IPP Non-CHP | NY | 8 | 7.2 | 8.1 | Conventional Hydroelectric | WAT | HY | 1 | 1925 |  |  | (OP) Operating | Lewis
5914 | Erie Boulevard Hydropower LP | Soft Maple | IPP Non-CHP | NY | 8 | 7.2 | 8.1 | Conventional Hydroelectric | WAT | HY | 1 | 1925 |  |  | (OP) Operating | Lewis
5914 | Erie Boulevard Hydropower LP | South Colton | IPP Non-CHP | NY | 21 | 19.8 | 20 | Conventional Hydroelectric | WAT | HY | 1 | 1954 |  |  | (OP) Operating | St Lawrence
5914 | Erie Boulevard Hydropower LP | Spier Falls | IPP Non-CHP | NY | 9 | 8.5 | 8.6 | Conventional Hydroelectric | WAT | HY | 1 | 1924 |  |  | (OP) Operating | Saratoga
5914 | Erie Boulevard Hydropower LP | Spier Falls | IPP Non-CHP | NY | 47 | 46 | 46.3 | Conventional Hydroelectric | WAT | HY | 1 | 1930 |  |  | (OP) Operating | Saratoga
5914 | Erie Boulevard Hydropower LP | Stark | IPP Non-CHP | NY | 26 | 23.3 | 24.5 | Conventional Hydroelectric | WAT | HY | 1 | 1957 |  |  | (OP) Operating | St Lawrence
5914 | Erie Boulevard Hydropower LP | Stewarts Bridge | IPP Non-CHP | NY | 36 | 37.5 | 37.5 | Conventional Hydroelectric | WAT | HY | 1 | 1952 |  |  | (OP) Operating | Saratoga
5914 | Erie Boulevard Hydropower LP | Stewarts Bridge | IPP Non-CHP | NY | 2.5 | 2.5 | 2.5 | Conventional Hydroelectric | WAT | HY | 6 | 2013 |  |  | (OP) Operating | Saratoga
5914 | Erie Boulevard Hydropower LP | Sugar Island | IPP Non-CHP | NY | 2 | 2.1 | 2.1 | Conventional Hydroelectric | WAT | HY | 1 | 1924 |  |  | (OP) Operating | St Lawrence
5914 | Erie Boulevard Hydropower LP | Sugar Island | IPP Non-CHP | NY | 2 | 2 | 2 | Conventional Hydroelectric | WAT | HY | 1 | 1924 |  |  | (OP) Operating | St Lawrence
5914 | Erie Boulevard Hydropower LP | Taylorville | IPP Non-CHP | NY | 1 | 1.1 | 1.1 | Conventional Hydroelectric | WAT | HY | 1 | 1913 |  |  | (OP) Operating | Lewis
5914 | Erie Boulevard Hydropower LP | Taylorville | IPP Non-CHP | NY | 1 | 0.9 | 0.9 | Conventional Hydroelectric | WAT | HY | 1 | 1913 |  |  | (OP) Operating | Lewis
5914 | Erie Boulevard Hydropower LP | Taylorville | IPP Non-CHP | NY | 1 | 1.1 | 1.1 | Conventional Hydroelectric | WAT | HY | 1 | 1913 |  |  | (OP) Operating | Lewis
5914 | Erie Boulevard Hydropower LP | Taylorville | IPP Non-CHP | NY | 1 | 1.3 | 1.3 | Conventional Hydroelectric | WAT | HY | 1 | 1927 |  |  | (OP) Operating | Lewis
5914 | Erie Boulevard Hydropower LP | Trenton Falls | IPP Non-CHP | NY | 6.8 | 8.1 | 6.8 | Conventional Hydroelectric | WAT | HY | 1 | 1919 |  |  | (OP) Operating | Oneida
5914 | Erie Boulevard Hydropower LP | Trenton Falls | IPP Non-CHP | NY | 6.4 | 8.1 | 6.4 | Conventional Hydroelectric | WAT | HY | 1 | 1919 |  |  | (OP) Operating | Oneida
5914 | Erie Boulevard Hydropower LP | Trenton Falls | IPP Non-CHP | NY | 8.7 | 9.7 | 8.7 | Conventional Hydroelectric | WAT | HY | 1 | 1919 |  |  | (OP) Operating | Oneida
5914 | Erie Boulevard Hydropower LP | Varick | IPP Non-CHP | NY | 2 | 1.4 | 1.4 | Conventional Hydroelectric | WAT | HY | 1 | 1926 |  |  | (OP) Operating | Oswego
5914 | Erie Boulevard Hydropower LP | Varick | IPP Non-CHP | NY | 2 | 1.4 | 1.4 | Conventional Hydroelectric | WAT | HY | 1 | 1926 |  |  | (OP) Operating | Oswego
5914 | Erie Boulevard Hydropower LP | Varick | IPP Non-CHP | NY | 2 | 1.4 | 1.4 | Conventional Hydroelectric | WAT | HY | 1 | 1926 |  |  | (OP) Operating | Oswego
5914 | Erie Boulevard Hydropower LP | Varick | IPP Non-CHP | NY | 2 | 1.4 | 1.4 | Conventional Hydroelectric | WAT | HY | 1 | 1926 |  |  | (OP) Operating | Oswego
5914 | Erie Boulevard Hydropower LP | Waterport | IPP Non-CHP | NY | 2 | 1.8 | 1.8 | Conventional Hydroelectric | WAT | HY | 1 | 1921 |  |  | (OP) Operating | Orleans
5914 | Erie Boulevard Hydropower LP | Waterport | IPP Non-CHP | NY | 2 | 2 | 2 | Conventional Hydroelectric | WAT | HY | 1 | 1921 |  |  | (OP) Operating | Orleans
5914 | Erie Boulevard Hydropower LP | Yaleville | IPP Non-CHP | NY | 1 | 0.4 | 0.4 | Conventional Hydroelectric | WAT | HY | 1 | 1940 |  |  | (OP) Operating | St Lawrence
5914 | Erie Boulevard Hydropower LP | Yaleville | IPP Non-CHP | NY | 1 | 0.2 | 0.1 | Conventional Hydroelectric | WAT | HY | 1 | 1940 |  |  | (OP) Operating | St Lawrence
12792 | NRG New York LLC | Bowline Point | IPP Non-CHP | NY | 621 | 575 | 578 | Natural Gas Steam Turbine | NG | ST | 9 | 1972 |  |  | (OP) Operating | Rockland
12792 | NRG New York LLC | Bowline Point | IPP Non-CHP | NY | 621 | 562 | 567 | Natural Gas Steam Turbine | NG | ST | 5 | 1974 |  |  | (OP) Operating | Rockland
15296 | New York Power Authority | Grahamsville | Electric Utility | NY | 18 | 15.5 | 15.5 | Conventional Hydroelectric | WAT | HY | 1 | 1956 |  |  | (OP) Operating | Sullivan
56142 | Alliance NYGT, LLC | Hillburn | IPP Non-CHP | NY | 46.5 | 33.1 | 43.8 | Natural Gas Fired Combustion Turbine | NG | GT | 7 | 1972 |  |  | (OP) Operating | Rockland
57280 | Eagle Creek RE LLC | Mongaup | IPP Non-CHP | NY | 4 | 4.3 | 4.3 | Conventional Hydroelectric | WAT | HY | 7 | 1923 |  |  | (OP) Operating | Sullivan
57280 | Eagle Creek RE LLC | Rio | IPP Non-CHP | NY | 10 | 10.1 | 10.1 | Conventional Hydroelectric | WAT | HY | 12 | 1927 |  |  | (OP) Operating | Sullivan
57280 | Eagle Creek RE LLC | Rio | IPP Non-CHP | NY | 0.8 | 0.8 | 0.8 | Conventional Hydroelectric | WAT | HY | 12 | 2013 |  |  | (OP) Operating | Sullivan
56142 | Alliance NYGT, LLC | Shoemaker | IPP Non-CHP | NY | 41.9 | 33 | 40 | Natural Gas Fired Combustion Turbine | NG | GT | 7 | 1972 |  |  | (OP) Operating | Orange
57280 | Eagle Creek RE LLC | Swinging Bridge 2 | IPP Non-CHP | NY | 6.8 | 7.4 | 7.4 | Conventional Hydroelectric | WAT | HY | 8 | 1939 |  |  | (OP) Operating | Sullivan
16183 | Rochester Gas & Electric Corp | Rochester 26 | Electric Utility | NY | 3 | 3 | 3 | Conventional Hydroelectric | WAT | HY | 8 | 1952 |  |  | (OP) Operating | Monroe
16183 | Rochester Gas & Electric Corp | Rochester 2 | Electric Utility | NY | 8.5 | 8.5 | 8.5 | Conventional Hydroelectric | WAT | HY | 8 | 1960 |  |  | (OP) Operating | Monroe
16183 | Rochester Gas & Electric Corp | Rochester 5 | Electric Utility | NY | 12.8 | 12.9 | 12.9 | Conventional Hydroelectric | WAT | HY | 7 | 1918 |  |  | (OP) Operating | Monroe
16183 | Rochester Gas & Electric Corp | Rochester 5 | Electric Utility | NY | 18 | 18 | 18 | Conventional Hydroelectric | WAT | HY | 7 | 1927 |  |  | (OP) Operating | Monroe
6775 | Village of Freeport - (NY) | Plant No 1 Freeport | Electric Utility | NY | 2.9 | 2.2 | 2.2 | Petroleum Liquids | DFO | IC | 1 | 1949 |  |  | (OP) Operating | Nassau
6775 | Village of Freeport - (NY) | Plant No 1 Freeport | Electric Utility | NY | 3.1 | 2 | 2 | Petroleum Liquids | DFO | IC | 1 | 1954 |  |  | (OP) Operating | Nassau
6775 | Village of Freeport - (NY) | Plant No 1 Freeport | Electric Utility | NY | 5.1 | 4.5 | 4.5 | Petroleum Liquids | DFO | IC | 10 | 1964 |  |  | (OP) Operating | Nassau
6775 | Village of Freeport - (NY) | Plant No 2 Freeport | Electric Utility | NY | 18.1 | 16.8 | 18 | Petroleum Liquids | DFO | GT | 5 | 1973 |  |  | (OP) Operating | Nassau
6775 | Village of Freeport - (NY) | Plant No 2 Freeport | Electric Utility | NY | 60.5 | 49 | 49 | Natural Gas Fired Combustion Turbine | NG | GT | 4 | 2004 |  |  | (OP) Operating | Nassau
7630 | Village of Greenport - (NY) | Greenport | Electric Utility | NY | 1.2 | 1 | 1 | Petroleum Liquids | DFO | IC | 6 | 1957 |  |  | (OP) Operating | Suffolk
7630 | Village of Greenport - (NY) | Greenport | Electric Utility | NY | 1.8 | 1.5 | 1.5 | Petroleum Liquids | DFO | IC | 6 | 1965 |  |  | (OP) Operating | Suffolk
7630 | Village of Greenport - (NY) | Greenport | Electric Utility | NY | 3.8 | 3 | 3 | Petroleum Liquids | DFO | IC | 6 | 1971 |  |  | (OP) Operating | Suffolk
9645 | Jamestown Board of Public Util | S A Carlson | Electric Utility | NY | 24.5 | 22.5 | 22.5 | Natural Gas Steam Turbine | NG | ST | 8 | 1951 |  |  | (OP) Operating | Chautauqua
9645 | Jamestown Board of Public Util | S A Carlson | Electric Utility | NY | 24.5 | 22.5 | 22.5 | Natural Gas Steam Turbine | NG | ST | 8 | 1968 |  |  | (OP) Operating | Chautauqua
9645 | Jamestown Board of Public Util | S A Carlson | Electric Utility | NY | 47.3 | 42 | 47 | Natural Gas Fired Combustion Turbine | NG | GT | 11 | 2001 |  |  | (OP) Operating | Chautauqua
15296 | New York Power Authority | Crescent | Electric Utility | NY | 2.8 | 2.8 | 2.8 | Conventional Hydroelectric | WAT | HY | 7 | 1924 |  |  | (OP) Operating | Albany
15296 | New York Power Authority | Crescent | Electric Utility | NY | 2.8 | 2.8 | 2.8 | Conventional Hydroelectric | WAT | HY | 7 | 1924 |  |  | (OP) Operating | Albany
15296 | New York Power Authority | Crescent | Electric Utility | NY | 3 | 3 | 3 | Conventional Hydroelectric | WAT | HY | 7 | 1991 |  |  | (OP) Operating | Albany
15296 | New York Power Authority | Crescent | Electric Utility | NY | 3 | 3 | 3 | Conventional Hydroelectric | WAT | HY | 7 | 1991 |  |  | (OP) Operating | Albany
15296 | New York Power Authority | Vischer Ferry | Electric Utility | NY | 2.8 | 2.8 | 2.9 | Conventional Hydroelectric | WAT | HY | 7 | 1924 |  |  | (OP) Operating | Saratoga
15296 | New York Power Authority | Vischer Ferry | Electric Utility | NY | 2.8 | 2.8 | 2.9 | Conventional Hydroelectric | WAT | HY | 7 | 1924 |  |  | (OP) Operating | Saratoga
15296 | New York Power Authority | Vischer Ferry | Electric Utility | NY | 3 | 3 | 2.9 | Conventional Hydroelectric | WAT | HY | 7 | 1991 |  |  | (OP) Operating | Saratoga
15296 | New York Power Authority | Vischer Ferry | Electric Utility | NY | 3 | 3 | 2.9 | Conventional Hydroelectric | WAT | HY | 7 | 1991 |  |  | (OP) Operating | Saratoga
15296 | New York Power Authority | Blenheim Gilboa | Electric Utility | NY | 250 | 292.2 | 292.2 | Hydroelectric Pumped Storage | WAT | PS | 7 | 1973 |  |  | (OP) Operating | Schoharie
15296 | New York Power Authority | Blenheim Gilboa | Electric Utility | NY | 250 | 291.4 | 292.1 | Hydroelectric Pumped Storage | WAT | PS | 7 | 1973 |  |  | (OP) Operating | Schoharie
15296 | New York Power Authority | Blenheim Gilboa | Electric Utility | NY | 250 | 291 | 291.2 | Hydroelectric Pumped Storage | WAT | PS | 7 | 1973 |  |  | (OP) Operating | Schoharie
15296 | New York Power Authority | Blenheim Gilboa | Electric Utility | NY | 250 | 291.5 | 293.7 | Hydroelectric Pumped Storage | WAT | PS | 7 | 1973 |  |  | (OP) Operating | Schoharie
15296 | New York Power Authority | Lewiston Niagara | Electric Utility | NY | 20 | 20 | 20 | Hydroelectric Pumped Storage | WAT | PS | 10 | 1961 |  |  | (OP) Operating | Niagara
15296 | New York Power Authority | Lewiston Niagara | Electric Utility | NY | 20 | 20 | 20 | Hydroelectric Pumped Storage | WAT | PS | 7 | 1962 |  |  | (OP) Operating | Niagara
15296 | New York Power Authority | Lewiston Niagara | Electric Utility | NY | 20 | 20 | 20 | Hydroelectric Pumped Storage | WAT | PS | 8 | 1962 |  |  | (OP) Operating | Niagara
15296 | New York Power Authority | Lewiston Niagara | Electric Utility | NY | 20 | 20 | 20 | Hydroelectric Pumped Storage | WAT | PS | 10 | 1962 |  |  | (OP) Operating | Niagara
15296 | New York Power Authority | Lewiston Niagara | Electric Utility | NY | 20 | 20 | 20 | Hydroelectric Pumped Storage | WAT | PS | 11 | 1961 |  |  | (OP) Operating | Niagara
15296 | New York Power Authority | Lewiston Niagara | Electric Utility | NY | 20 | 20 | 20 | Hydroelectric Pumped Storage | WAT | PS | 11 | 1961 |  |  | (OP) Operating | Niagara
15296 | New York Power Authority | Lewiston Niagara | Electric Utility | NY | 20 | 20 | 20 | Hydroelectric Pumped Storage | WAT | PS | 1 | 1962 |  |  | (OP) Operating | Niagara
15296 | New York Power Authority | Lewiston Niagara | Electric Utility | NY | 20 | 20 | 20 | Hydroelectric Pumped Storage | WAT | PS | 2 | 1962 |  |  | (OP) Operating | Niagara
15296 | New York Power Authority | Lewiston Niagara | Electric Utility | NY | 20 | 20 | 20 | Hydroelectric Pumped Storage | WAT | PS | 2 | 1962 |  |  | (OP) Operating | Niagara
15296 | New York Power Authority | Lewiston Niagara | Electric Utility | NY | 20 | 20 | 20 | Hydroelectric Pumped Storage | WAT | PS | 4 | 1962 |  |  | (OP) Operating | Niagara
15296 | New York Power Authority | Lewiston Niagara | Electric Utility | NY | 20 | 20 | 20 | Hydroelectric Pumped Storage | WAT | PS | 5 | 1962 |  |  | (OP) Operating | Niagara
15296 | New York Power Authority | Lewiston Niagara | Electric Utility | NY | 20 | 20 | 20 | Hydroelectric Pumped Storage | WAT | PS | 6 | 1962 |  |  | (OP) Operating | Niagara
15296 | New York Power Authority | Robert Moses Niagara | Electric Utility | NY | 193.5 | 187.6 | 187.8 | Conventional Hydroelectric | WAT | HY | 1 | 1961 |  |  | (OP) Operating | Niagara
15296 | New York Power Authority | Robert Moses Niagara | Electric Utility | NY | 193.5 | 187.6 | 187.8 | Conventional Hydroelectric | WAT | HY | 12 | 1961 |  |  | (OP) Operating | Niagara
15296 | New York Power Authority | Robert Moses Niagara | Electric Utility | NY | 193.5 | 187.6 | 187.8 | Conventional Hydroelectric | WAT | HY | 2 | 1962 |  |  | (OP) Operating | Niagara
15296 | New York Power Authority | Robert Moses Niagara | Electric Utility | NY | 193.5 | 187.6 | 187.8 | Conventional Hydroelectric | WAT | HY | 3 | 1962 |  |  | (OP) Operating | Niagara
15296 | New York Power Authority | Robert Moses Niagara | Electric Utility | NY | 193.5 | 187.6 | 187.8 | Conventional Hydroelectric | WAT | HY | 5 | 1962 |  |  | (OP) Operating | Niagara
15296 | New York Power Authority | Robert Moses Niagara | Electric Utility | NY | 193.5 | 187.6 | 187.8 | Conventional Hydroelectric | WAT | HY | 2 | 1962 |  |  | (OP) Operating | Niagara
15296 | New York Power Authority | Robert Moses Niagara | Electric Utility | NY | 193.5 | 187.6 | 187.8 | Conventional Hydroelectric | WAT | HY | 3 | 1961 |  |  | (OP) Operating | Niagara
15296 | New York Power Authority | Robert Moses Niagara | Electric Utility | NY | 193.5 | 187.6 | 187.8 | Conventional Hydroelectric | WAT | HY | 4 | 1961 |  |  | (OP) Operating | Niagara
15296 | New York Power Authority | Robert Moses Niagara | Electric Utility | NY | 193.5 | 187.6 | 187.8 | Conventional Hydroelectric | WAT | HY | 6 | 1961 |  |  | (OP) Operating | Niagara
15296 | New York Power Authority | Robert Moses Niagara | Electric Utility | NY | 193.5 | 187.6 | 187.8 | Conventional Hydroelectric | WAT | HY | 7 | 1961 |  |  | (OP) Operating | Niagara
15296 | New York Power Authority | Robert Moses Niagara | Electric Utility | NY | 193.5 | 187.6 | 187.8 | Conventional Hydroelectric | WAT | HY | 8 | 1961 |  |  | (OP) Operating | Niagara
15296 | New York Power Authority | Robert Moses Niagara | Electric Utility | NY | 150.3 | 187.6 | 187.8 | Conventional Hydroelectric | WAT | HY | 9 | 1961 |  |  | (OP) Operating | Niagara
15296 | New York Power Authority | Robert Moses Niagara | Electric Utility | NY | 150.3 | 187.6 | 187.8 | Conventional Hydroelectric | WAT | HY | 11 | 1961 |  |  | (OP) Operating | Niagara
15296 | New York Power Authority | Robert Moses Power Dam | Electric Utility | NY | 57 | 64.1 | 63.1 | Conventional Hydroelectric | WAT | HY | 7 | 1959 |  |  | (OP) Operating | St Lawrence
15296 | New York Power Authority | Robert Moses Power Dam | Electric Utility | NY | 57 | 64.1 | 63.1 | Conventional Hydroelectric | WAT | HY | 7 | 1959 |  |  | (OP) Operating | St Lawrence
15296 | New York Power Authority | Robert Moses Power Dam | Electric Utility | NY | 57 | 64.1 | 63.1 | Conventional Hydroelectric | WAT | HY | 6 | 1959 |  |  | (OP) Operating | St Lawrence
15296 | New York Power Authority | Robert Moses Power Dam | Electric Utility | NY | 57 | 64.1 | 63.1 | Conventional Hydroelectric | WAT | HY | 5 | 1959 |  |  | (OP) Operating | St Lawrence
15296 | New York Power Authority | Robert Moses Power Dam | Electric Utility | NY | 57 | 64.1 | 63.1 | Conventional Hydroelectric | WAT | HY | 5 | 1959 |  |  | (OP) Operating | St Lawrence
15296 | New York Power Authority | Robert Moses Power Dam | Electric Utility | NY | 57 | 64.1 | 63.1 | Conventional Hydroelectric | WAT | HY | 3 | 1959 |  |  | (OP) Operating | St Lawrence
15296 | New York Power Authority | Robert Moses Power Dam | Electric Utility | NY | 57 | 64.1 | 63.1 | Conventional Hydroelectric | WAT | HY | 1 | 1959 |  |  | (OP) Operating | St Lawrence
15296 | New York Power Authority | Robert Moses Power Dam | Electric Utility | NY | 57 | 64.1 | 63.1 | Conventional Hydroelectric | WAT | HY | 12 | 1958 |  |  | (OP) Operating | St Lawrence
15296 | New York Power Authority | Robert Moses Power Dam | Electric Utility | NY | 57 | 64.1 | 63.1 | Conventional Hydroelectric | WAT | HY | 11 | 1958 |  |  | (OP) Operating | St Lawrence
15296 | New York Power Authority | Robert Moses Power Dam | Electric Utility | NY | 57 | 64.1 | 63.1 | Conventional Hydroelectric | WAT | HY | 10 | 1958 |  |  | (OP) Operating | St Lawrence
15296 | New York Power Authority | Robert Moses Power Dam | Electric Utility | NY | 57 | 64.1 | 63.1 | Conventional Hydroelectric | WAT | HY | 8 | 1958 |  |  | (OP) Operating | St Lawrence
15296 | New York Power Authority | Robert Moses Power Dam | Electric Utility | NY | 57 | 64.1 | 63.1 | Conventional Hydroelectric | WAT | HY | 8 | 1958 |  |  | (OP) Operating | St Lawrence
15296 | New York Power Authority | Robert Moses Power Dam | Electric Utility | NY | 57 | 64.1 | 63.1 | Conventional Hydroelectric | WAT | HY | 7 | 1958 |  |  | (OP) Operating | St Lawrence
15296 | New York Power Authority | Robert Moses Power Dam | Electric Utility | NY | 57 | 64.1 | 63.1 | Conventional Hydroelectric | WAT | HY | 7 | 1958 |  |  | (OP) Operating | St Lawrence
15296 | New York Power Authority | Robert Moses Power Dam | Electric Utility | NY | 57 | 64.1 | 63.1 | Conventional Hydroelectric | WAT | HY | 7 | 1958 |  |  | (OP) Operating | St Lawrence
15296 | New York Power Authority | Robert Moses Power Dam | Electric Utility | NY | 57 | 64.1 | 63.1 | Conventional Hydroelectric | WAT | HY | 7 | 1958 |  |  | (OP) Operating | St Lawrence
16217 | Village of Rockville Centre - (NY) | Charles P Keller | Electric Utility | NY | 3.5 | 3.2 | 3.2 | Natural Gas Internal Combustion Engine | NG | IC | 1 | 1954 |  |  | (OP) Operating | Nassau
16217 | Village of Rockville Centre - (NY) | Charles P Keller | Electric Utility | NY | 5.2 | 5.2 | 5.2 | Natural Gas Internal Combustion Engine | NG | IC | 1 | 1962 |  |  | (OP) Operating | Nassau
16217 | Village of Rockville Centre - (NY) | Charles P Keller | Electric Utility | NY | 5.5 | 5.5 | 5.5 | Natural Gas Internal Combustion Engine | NG | IC | 1 | 1967 |  |  | (OP) Operating | Nassau
16217 | Village of Rockville Centre - (NY) | Charles P Keller | Electric Utility | NY | 5.5 | 5.5 | 5.5 | Natural Gas Internal Combustion Engine | NG | IC | 1 | 1974 |  |  | (OP) Operating | Nassau
16217 | Village of Rockville Centre - (NY) | Charles P Keller | Electric Utility | NY | 6.2 | 6.2 | 6.2 | Natural Gas Internal Combustion Engine | NG | IC | 9 | 1994 |  |  | (OP) Operating | Nassau
16217 | Village of Rockville Centre - (NY) | Charles P Keller | Electric Utility | NY | 2 | 2 | 2 | Petroleum Liquids | DFO | IC | 1 | 1942 |  |  | (OP) Operating | Nassau
16217 | Village of Rockville Centre - (NY) | Charles P Keller | Electric Utility | NY | 2.4 | 2.7 | 2.7 | Petroleum Liquids | DFO | IC | 1 | 1950 |  |  | (OP) Operating | Nassau
16217 | Village of Rockville Centre - (NY) | Charles P Keller | Electric Utility | NY | 3.5 | 3.2 | 3.2 | Natural Gas Internal Combustion Engine | NG | IC | 1 | 1954 |  |  | (OP) Operating | Nassau
20188 | City of Watertown - (NY) | Watertown | Electric Utility | NY | 2.7 | 2.1 | 2.1 | Conventional Hydroelectric | WAT | HY | 8 | 1924 |  |  | (OP) Operating | Jefferson
20188 | City of Watertown - (NY) | Watertown | Electric Utility | NY | 2.7 | 2.1 | 2.1 | Conventional Hydroelectric | WAT | HY | 8 | 1924 |  |  | (OP) Operating | Jefferson
20188 | City of Watertown - (NY) | Watertown | Electric Utility | NY | 2.7 | 2.1 | 2.1 | Conventional Hydroelectric | WAT | HY | 8 | 1924 |  |  | (OP) Operating | Jefferson
22129 | Somerset Operating Co LLC | Somerset Operating Co LLC | IPP Non-CHP | NY | 655.1 | 685.9 | 691.5 | Conventional Steam Coal | BIT | ST | 8 | 1984 |  |  | (OP) Operating | Niagara
55951 | Exelon Nuclear | James A Fitzpatrick | IPP Non-CHP | NY | 883.3 | 851 | 851 | Nuclear | NUC | ST | 8 | 1976 |  |  | (OP) Operating | Oswego
55951 | Exelon Nuclear | R E Ginna Nuclear Power Plant | IPP Non-CHP | NY | 614 | 582 | 583 | Nuclear | NUC | ST | 7 | 1970 |  |  | (OP) Operating | Wayne
7601 | Green Mountain Power Corp | Carver Falls | Electric Utility | NY | 1.3 | 1.3 | 1.3 | Conventional Hydroelectric | WAT | HY | 2 | 1922 |  |  | (OP) Operating | Washington
7601 | Green Mountain Power Corp | Carver Falls | Electric Utility | NY | 0.6 | 0.6 | 0.6 | Conventional Hydroelectric | WAT | HY | 2 | 1922 |  |  | (OP) Operating | Washington
13511 | New York State Elec & Gas Corp | Mill C | Electric Utility | NY | 1 | 1 | 1 | Conventional Hydroelectric | WAT | HY | 8 | 1944 |  |  | (OP) Operating | Clinton
13511 | New York State Elec & Gas Corp | Mill C | Electric Utility | NY | 1.2 | 1.2 | 1.2 | Conventional Hydroelectric | WAT | HY | 8 | 1943 |  |  | (OP) Operating | Clinton
13511 | New York State Elec & Gas Corp | Mill C | Electric Utility | NY | 3.8 | 3.8 | 3.8 | Conventional Hydroelectric | WAT | HY | 11 | 1984 |  |  | (OP) Operating | Clinton
5914 | Erie Boulevard Hydropower LP | E J West | IPP Non-CHP | NY | 11 | 10.2 | 11 | Conventional Hydroelectric | WAT | HY | 1 | 1930 |  |  | (OP) Operating | Saratoga
5914 | Erie Boulevard Hydropower LP | E J West | IPP Non-CHP | NY | 11 | 10.4 | 11.1 | Conventional Hydroelectric | WAT | HY | 1 | 1930 |  |  | (OP) Operating | Saratoga
56505 | National Grid Generation LLC | Wading River | Electric Utility | NY | 79.5 | 76.9 | 96.2 | Petroleum Liquids | DFO | GT | 8 | 1989 |  |  | (OP) Operating | Suffolk
56505 | National Grid Generation LLC | Wading River | Electric Utility | NY | 79.5 | 81.7 | 99 | Petroleum Liquids | DFO | GT | 8 | 1989 |  |  | (OP) Operating | Suffolk
56505 | National Grid Generation LLC | Wading River | Electric Utility | NY | 79.5 | 82 | 101.3 | Petroleum Liquids | DFO | GT | 8 | 1989 |  |  | (OP) Operating | Suffolk
15296 | New York Power Authority | Richard M Flynn | Electric Utility | NY | 108 | 89.6 | 107.9 | Natural Gas Fired Combined Cycle | NG | CT | 5 | 1994 |  |  | (OP) Operating | Suffolk
15296 | New York Power Authority | Richard M Flynn | Electric Utility | NY | 56 | 44.8 | 54 | Natural Gas Fired Combined Cycle | NG | CA | 5 | 1994 |  |  | (OP) Operating | Suffolk
5914 | Erie Boulevard Hydropower LP | Talcville | IPP Non-CHP | NY | 1 | 0.7 | 0.7 | Conventional Hydroelectric | WAT | HY | 1 | 1986 |  |  | (OP) Operating | St Lawrence
5914 | Erie Boulevard Hydropower LP | Talcville | IPP Non-CHP | NY | 0.1 | 0.1 | 0.1 | Conventional Hydroelectric | WAT | HY | 1 | 1986 |  |  | (OP) Operating | St Lawrence
58651 | Allegany Generating Station, LLC | Allegany Cogen | IPP Non-CHP | NY | 42 | 40 | 40 | Natural Gas Fired Combined Cycle | NG | CT | 6 | 1994 |  |  | (OP) Operating | Allegany
58651 | Allegany Generating Station, LLC | Allegany Cogen | IPP Non-CHP | NY | 25 | 20 | 20 | Natural Gas Fired Combined Cycle | NG | CA | 6 | 1994 |  |  | (OP) Operating | Allegany
56505 | National Grid Generation LLC | Glenwood Landing | Electric Utility | NY | 16 | 12.6 | 17.6 | Petroleum Liquids | DFO | GT | 4 | 1967 |  |  | (OP) Operating | Nassau
56505 | National Grid Generation LLC | Glenwood Landing | Electric Utility | NY | 53 | 40 | 46.8 | Natural Gas Fired Combustion Turbine | NG | GT | 6 | 2002 |  |  | (OP) Operating | Nassau
56505 | National Grid Generation LLC | Glenwood Landing | Electric Utility | NY | 53 | 40 | 43.2 | Natural Gas Fired Combustion Turbine | NG | GT | 6 | 2002 |  |  | (OP) Operating | Nassau
15296 | New York Power Authority | Vernon Boulevard | Electric Utility | NY | 47 | 40 | 40 | Natural Gas Fired Combustion Turbine | NG | GT | 8 | 2001 |  |  | (OP) Operating | Queens
15296 | New York Power Authority | Vernon Boulevard | Electric Utility | NY | 47 | 39.9 | 39.9 | Natural Gas Fired Combustion Turbine | NG | GT | 8 | 2001 |  |  | (OP) Operating | Queens
15296 | New York Power Authority | Joseph J Seymour Power Project | Electric Utility | NY | 47 | 40 | 40 | Natural Gas Fired Combustion Turbine | NG | GT | 7 | 2001 |  |  | (OP) Operating | Kings
15296 | New York Power Authority | Joseph J Seymour Power Project | Electric Utility | NY | 47 | 39.9 | 39.9 | Natural Gas Fired Combustion Turbine | NG | GT | 7 | 2001 |  |  | (OP) Operating | Kings
15296 | New York Power Authority | Brentwood | Electric Utility | NY | 47 | 47 | 47 | Natural Gas Fired Combustion Turbine | NG | GT | 7 | 2001 |  |  | (OP) Operating | Suffolk
15296 | New York Power Authority | Hell Gate | Electric Utility | NY | 47 | 40 | 39.9 | Natural Gas Fired Combustion Turbine | NG | GT | 7 | 2001 |  |  | (OP) Operating | Bronx
15296 | New York Power Authority | Hell Gate | Electric Utility | NY | 47 | 39.9 | 40 | Natural Gas Fired Combustion Turbine | NG | GT | 7 | 2001 |  |  | (OP) Operating | Bronx
15296 | New York Power Authority | Harlem River Yard | Electric Utility | NY | 47 | 39.9 | 39.9 | Natural Gas Fired Combustion Turbine | NG | GT | 7 | 2001 |  |  | (OP) Operating | Bronx
15296 | New York Power Authority | Harlem River Yard | Electric Utility | NY | 47 | 40 | 40 | Natural Gas Fired Combustion Turbine | NG | GT | 7 | 2001 |  |  | (OP) Operating | Bronx
15296 | New York Power Authority | North 1st | Electric Utility | NY | 47 | 45.1 | 46.6 | Natural Gas Fired Combustion Turbine | NG | GT | 8 | 2001 |  |  | (OP) Operating | Kings
5511 | CCI Roseton LLC | Roseton Generating Facility | IPP Non-CHP | NY | 621 | 607.7 | 610 | Natural Gas Steam Turbine | NG | ST | 12 | 1974 |  |  | (OP) Operating | Orange
5511 | CCI Roseton LLC | Roseton Generating Facility | IPP Non-CHP | NY | 621 | 604 | 605.7 | Natural Gas Steam Turbine | NG | ST | 9 | 1974 |  |  | (OP) Operating | Orange
56505 | National Grid Generation LLC | Holtsville | Electric Utility | NY | 56.7 | 55.5 | 62.1 | Petroleum Liquids | KER | GT | 7 | 1974 |  |  | (OP) Operating | Suffolk
56505 | National Grid Generation LLC | Holtsville | Electric Utility | NY | 56.7 | 54.1 | 65.6 | Petroleum Liquids | KER | GT | 7 | 1975 |  |  | (OP) Operating | Suffolk
56505 | National Grid Generation LLC | Holtsville | Electric Utility | NY | 56.7 | 55.6 | 61.3 | Petroleum Liquids | KER | GT | 7 | 1974 |  |  | (OP) Operating | Suffolk
56505 | National Grid Generation LLC | Holtsville | Electric Utility | NY | 56.7 | 51 | 64.8 | Petroleum Liquids | KER | GT | 7 | 1974 |  |  | (OP) Operating | Suffolk
56505 | National Grid Generation LLC | Holtsville | Electric Utility | NY | 56.7 | 52.4 | 64.3 | Petroleum Liquids | KER | GT | 7 | 1974 |  |  | (OP) Operating | Suffolk
56505 | National Grid Generation LLC | Holtsville | Electric Utility | NY | 56.7 | 53.4 | 65 | Petroleum Liquids | KER | GT | 7 | 1974 |  |  | (OP) Operating | Suffolk
56505 | National Grid Generation LLC | Holtsville | Electric Utility | NY | 56.7 | 50.4 | 65.4 | Petroleum Liquids | KER | GT | 7 | 1975 |  |  | (OP) Operating | Suffolk
56505 | National Grid Generation LLC | Holtsville | Electric Utility | NY | 56.7 | 49.2 | 64.8 | Petroleum Liquids | KER | GT | 7 | 1975 |  |  | (OP) Operating | Suffolk
56505 | National Grid Generation LLC | Holtsville | Electric Utility | NY | 56.7 | 55.4 | 66.8 | Petroleum Liquids | KER | GT | 7 | 1975 |  |  | (OP) Operating | Suffolk
56505 | National Grid Generation LLC | Holtsville | Electric Utility | NY | 56.7 | 55.3 | 69.1 | Petroleum Liquids | KER | GT | 7 | 1975 |  |  | (OP) Operating | Suffolk
15296 | New York Power Authority | Pouch | Electric Utility | NY | 47 | 45.5 | 46.8 | Natural Gas Fired Combustion Turbine | NG | GT | 8 | 2001 |  |  | (OP) Operating | Richmond
54863 | U S Power Generating Company LLC | Astoria Generating Station | IPP Non-CHP | NY | 15 | 14.4 | 18.3 | Natural Gas Fired Combustion Turbine | NG | GT | 7 | 1967 |  |  | (OP) Operating | Queens
54863 | U S Power Generating Company LLC | Astoria Generating Station | IPP Non-CHP | NY | 180 | 172.1 | 169.2 | Natural Gas Steam Turbine | NG | ST | 3 | 1954 |  |  | (OP) Operating | Queens
54863 | U S Power Generating Company LLC | Astoria Generating Station | IPP Non-CHP | NY | 376 | 379.1 | 372.9 | Natural Gas Steam Turbine | NG | ST | 9 | 1958 |  |  | (OP) Operating | Queens
54863 | U S Power Generating Company LLC | Astoria Generating Station | IPP Non-CHP | NY | 387 | 381.8 | 387.4 | Natural Gas Steam Turbine | NG | ST | 5 | 1962 |  |  | (OP) Operating | Queens
6028 | Entergy Nuclear Indian Point 3 | Indian Point 3 | IPP Non-CHP | NY | 1012 | 1041.3 | 1037.4 | Nuclear | NUC | ST | 8 | 1976 | 4 | 2021 | (OP) Operating | Westchester
5624 | RED-Rochester, LLC | RED-Rochester, LLC | Industrial CHP | NY | 15 | 15 | 15 | Conventional Steam Coal | BIT | ST | 12 | 1968 |  |  | (OP) Operating | Monroe
5624 | RED-Rochester, LLC | RED-Rochester, LLC | Industrial CHP | NY | 25.6 | 25.6 | 25.6 | Conventional Steam Coal | BIT | ST | 5 | 1964 |  |  | (OP) Operating | Monroe
5624 | RED-Rochester, LLC | RED-Rochester, LLC | Industrial CHP | NY | 25.6 | 25.6 | 25.6 | Conventional Steam Coal | BIT | ST | 8 | 1967 |  |  | (OP) Operating | Monroe
5624 | RED-Rochester, LLC | RED-Rochester, LLC | Industrial CHP | NY | 25.6 | 25.6 | 25.6 | Conventional Steam Coal | BIT | ST | 4 | 1969 |  |  | (OP) Operating | Monroe
5624 | RED-Rochester, LLC | RED-Rochester, LLC | Industrial CHP | NY | 25.6 | 25.6 | 25.6 | Conventional Steam Coal | BIT | ST | 8 | 1987 |  |  | (OP) Operating | Monroe
5624 | RED-Rochester, LLC | RED-Rochester, LLC | Industrial CHP | NY | 3 | 2.2 | 2.2 | Conventional Steam Coal | BIT | ST | 4 | 2015 |  |  | (OP) Operating | Monroe
5624 | RED-Rochester, LLC | RED-Rochester, LLC | Industrial CHP | NY | 0.4 | 0.4 | 0.4 | Conventional Hydroelectric | WAT | HY | 6 | 1957 |  |  | (OP) Operating | Monroe
9357 | Hampshire Paper Co Inc | Hampshire Paper | IPP Non-CHP | NY | 3.4 | 1.8 | 2.7 | Conventional Hydroelectric | WAT | HY | 5 | 1987 |  |  | (OP) Operating | St Lawrence
59136 | Ampersand Hollow Dam Hydro LLC | Hollow Dam Power Partnership | IPP Non-CHP | NY | 0.5 | 0.3 | 0.3 | Conventional Hydroelectric | WAT | HY | 12 | 1987 |  |  | (OP) Operating | St Lawrence
59136 | Ampersand Hollow Dam Hydro LLC | Hollow Dam Power Partnership | IPP Non-CHP | NY | 0.5 | 0.3 | 0.3 | Conventional Hydroelectric | WAT | HY | 12 | 1987 |  |  | (OP) Operating | St Lawrence
60741 | Fortistar Castleton Power | Castleton Energy Center | IPP Non-CHP | NY | 47 | 70.2 | 78.7 | Natural Gas Fired Combined Cycle | NG | CT | 2 | 1992 |  |  | (OP) Operating | Rensselaer
60741 | Fortistar Castleton Power | Castleton Energy Center | IPP Non-CHP | NY | 25 | 0 | 0 | Natural Gas Fired Combined Cycle | NG | CA | 2 | 1992 |  |  | (OP) Operating | Rensselaer
60023 | EONY Generation Limited | Moose River | IPP Non-CHP | NY | 12.6 | 12.4 | 12.2 | Conventional Hydroelectric | WAT | HY | 11 | 1987 |  |  | (OP) Operating | Lewis
60023 | EONY Generation Limited | Philadlephia | IPP Non-CHP | NY | 3.6 | 3.2 | 3.3 | Conventional Hydroelectric | WAT | HY | 10 | 1986 |  |  | (OP) Operating | Jefferson
11270 | Lower Saranac Hydro Partner LP | Lower Saranac Hydroelectric Facility | IPP Non-CHP | NY | 3.2 | 3 | 2.9 | Conventional Hydroelectric | WAT | HY | 10 | 1990 |  |  | (OP) Operating | Clinton
11270 | Lower Saranac Hydro Partner LP | Lower Saranac Hydroelectric Facility | IPP Non-CHP | NY | 3.2 | 3 | 2.9 | Conventional Hydroelectric | WAT | HY | 10 | 1990 |  |  | (OP) Operating | Clinton
11270 | Lower Saranac Hydro Partner LP | Lower Saranac Hydroelectric Facility | IPP Non-CHP | NY | 0.3 | 0.3 | 0.3 | Conventional Hydroelectric | WAT | HY | 11 | 1990 |  |  | (OP) Operating | Clinton
55754 | Boralex Hydro Operations Inc | Warrensburg Hydroelectric | IPP Non-CHP | NY | 2.9 | 2.9 | 2.9 | Conventional Hydroelectric | WAT | HY | 12 | 1988 |  |  | (OP) Operating | Warren
55754 | Boralex Hydro Operations Inc | Middle Falls Hydro | IPP Non-CHP | NY | 1.1 | 1.1 | 1.1 | Conventional Hydroelectric | WAT | HY | 9 | 1989 |  |  | (OP) Operating | Washington
55754 | Boralex Hydro Operations Inc | Middle Falls Hydro | IPP Non-CHP | NY | 1.1 | 1.1 | 1.1 | Conventional Hydroelectric | WAT | HY | 9 | 1989 |  |  | (OP) Operating | Washington
55754 | Boralex Hydro Operations Inc | Sissonville Hydro | IPP Non-CHP | NY | 3 | 3 | 3 | Conventional Hydroelectric | WAT | HY | 7 | 1990 |  |  | (OP) Operating | St Lawrence
55754 | Boralex Hydro Operations Inc | New York State Dam Hydro | IPP Non-CHP | NY | 5.7 | 5.7 | 5.7 | Conventional Hydroelectric | WAT | HY | 11 | 1990 |  |  | (OP) Operating | Saratoga
55754 | Boralex Hydro Operations Inc | New York State Dam Hydro | IPP Non-CHP | NY | 5.7 | 5.7 | 5.7 | Conventional Hydroelectric | WAT | HY | 11 | 1990 |  |  | (OP) Operating | Saratoga
60023 | EONY Generation Limited | Diana Hydroelectric | IPP Non-CHP | NY | 1.8 | 1.6 | 1.6 | Conventional Hydroelectric | WAT | HY | 7 | 1985 |  |  | (OP) Operating | Lewis
60023 | EONY Generation Limited | Dolgeville Hydro | IPP Non-CHP | NY | 5 | 5 | 5 | Conventional Hydroelectric | WAT | HY | 7 | 1985 |  |  | (OP) Operating | Herkimer
4386 | Cornell Hydro | Cornell Hydro | Commercial Non-CHP | NY | 0.8 | 0.5 | 0.7 | Conventional Hydroelectric | WAT | HY | 12 | 1981 |  |  | (OP) Operating | Tompkins
4386 | Cornell Hydro | Cornell Hydro | Commercial Non-CHP | NY | 1.1 | 1.1 | 1.1 | Conventional Hydroelectric | WAT | HY | 12 | 1981 |  |  | (OP) Operating | Tompkins
12834 | Dutchess County RRA | Dutchess Cnty Resource Recovery Facility | Commercial CHP | NY | 9.2 | 7.2 | 7.4 | Municipal Solid Waste | MSW | ST | 11 | 1987 |  |  | (OP) Operating | Dutchess
1746 | Black River Generation LLC | ReEnergy Black River | IPP Non-CHP | NY | 55.5 | 55 | 56 | Wood/Wood Waste Biomass | WDS | ST | 6 | 1989 |  |  | (OP) Operating | Jefferson
55754 | Boralex Hydro Operations Inc | Fourth Branch Hydroelectric Facility | IPP Non-CHP | NY | 3.3 | 3.3 | 3.3 | Conventional Hydroelectric | WAT | HY | 12 | 1987 |  |  | (OP) Operating | Saratoga
57280 | Eagle Creek RE LLC | Upper Beaver Falls Project | IPP Non-CHP | NY | 1.5 | 1.5 | 1.5 | Conventional Hydroelectric | WAT | HY | 1 | 1985 |  |  | (OP) Operating | Lewis
20541 | Wheelabrator Environmental Systems | Wheelabrator Hudson Falls | IPP Non-CHP | NY | 14.4 | 11.5 | 11.5 | Municipal Solid Waste | MSW | ST | 11 | 1991 |  |  | (OP) Operating | Washington
56174 | Finch Paper LLC | Finch Paper | Industrial CHP | NY | 29 | 23 | 27 | Wood/Wood Waste Biomass | WDL | ST | 6 | 1987 |  |  | (OP) Operating | Warren
60641 | Veolia NA - Municipal & Commercial Business | Lederle Laboratories | Industrial CHP | NY | 1.5 | 1.5 | 1.5 | Natural Gas Fired Combined Cycle | NG | CA | 12 | 1998 |  |  | (OP) Operating | Rockland
60641 | Veolia NA - Municipal & Commercial Business | Lederle Laboratories | Industrial CHP | NY | 8.3 | 8.3 | 8.3 | Natural Gas Fired Combined Cycle | NG | CT | 1 | 1991 |  |  | (OP) Operating | Rockland
60641 | Veolia NA - Municipal & Commercial Business | Lederle Laboratories | Industrial CHP | NY | 8.3 | 8.3 | 8.3 | Natural Gas Fired Combined Cycle | NG | CT | 1 | 1991 |  |  | (OP) Operating | Rockland
60641 | Veolia NA - Municipal & Commercial Business | Lederle Laboratories | Industrial CHP | NY | 2.2 | 2.2 | 2.2 | Natural Gas Fired Combined Cycle | NG | CA | 7 | 1990 |  |  | (OP) Operating | Rockland
60641 | Veolia NA - Municipal & Commercial Business | Lederle Laboratories | Industrial CHP | NY | 3.1 | 1.4 | 1.4 | Natural Gas Fired Combined Cycle | NG | CA | 7 | 1997 |  |  | (OP) Operating | Rockland
5914 | Erie Boulevard Hydropower LP | Feeder Dam Hydro Plant | IPP Non-CHP | NY | 1 | 0.9 | 1 | Conventional Hydroelectric | WAT | HY | 1 | 1924 |  |  | (OP) Operating | Saratoga
5914 | Erie Boulevard Hydropower LP | Feeder Dam Hydro Plant | IPP Non-CHP | NY | 1 | 0.9 | 1 | Conventional Hydroelectric | WAT | HY | 1 | 1924 |  |  | (OP) Operating | Saratoga
5914 | Erie Boulevard Hydropower LP | Feeder Dam Hydro Plant | IPP Non-CHP | NY | 1 | 1 | 1 | Conventional Hydroelectric | WAT | HY | 1 | 1924 |  |  | (OP) Operating | Saratoga
5914 | Erie Boulevard Hydropower LP | Feeder Dam Hydro Plant | IPP Non-CHP | NY | 1 | 0.9 | 1 | Conventional Hydroelectric | WAT | HY | 1 | 1924 |  |  | (OP) Operating | Saratoga
5914 | Erie Boulevard Hydropower LP | Feeder Dam Hydro Plant | IPP Non-CHP | NY | 1 | 1 | 1 | Conventional Hydroelectric | WAT | HY | 1 | 1924 |  |  | (OP) Operating | Saratoga
5914 | Erie Boulevard Hydropower LP | Beebee Island Hydro Plant | IPP Non-CHP | NY | 4 | 4.3 | 4.4 | Conventional Hydroelectric | WAT | HY | 1 | 1931 |  |  | (OP) Operating | Jefferson
5914 | Erie Boulevard Hydropower LP | Beebee Island Hydro Plant | IPP Non-CHP | NY | 5 | 4.3 | 4.4 | Conventional Hydroelectric | WAT | HY | 1 | 1931 |  |  | (OP) Operating | Jefferson
34688 | CHI Energy Inc | Dexter Plant | IPP Non-CHP | NY | 0.5 | 0.5 | 0.5 | Conventional Hydroelectric | WAT | HY | 1 | 1931 |  |  | (OP) Operating | Jefferson
34688 | CHI Energy Inc | Dexter Plant | IPP Non-CHP | NY | 0.5 | 0.5 | 0.5 | Conventional Hydroelectric | WAT | HY | 1 | 1931 |  |  | (OP) Operating | Jefferson
34688 | CHI Energy Inc | Dexter Plant | IPP Non-CHP | NY | 0.2 | 0.2 | 0.2 | Conventional Hydroelectric | WAT | HY | 1 | 1958 |  |  | (OP) Operating | Jefferson
34688 | CHI Energy Inc | Dexter Plant | IPP Non-CHP | NY | 0.2 | 0.2 | 0.2 | Conventional Hydroelectric | WAT | HY | 7 | 1986 |  |  | (OP) Operating | Jefferson
34688 | CHI Energy Inc | Dexter Plant | IPP Non-CHP | NY | 0.2 | 0.2 | 0.2 | Conventional Hydroelectric | WAT | HY | 7 | 1986 |  |  | (OP) Operating | Jefferson
34688 | CHI Energy Inc | Dexter Plant | IPP Non-CHP | NY | 1.3 | 1.2 | 1.2 | Conventional Hydroelectric | WAT | HY | 7 | 1988 |  |  | (OP) Operating | Jefferson
34688 | CHI Energy Inc | Dexter Plant | IPP Non-CHP | NY | 1.3 | 1.2 | 1.2 | Conventional Hydroelectric | WAT | HY | 5 | 1988 |  |  | (OP) Operating | Jefferson
34688 | CHI Energy Inc | Theresa Plant | IPP Non-CHP | NY | 1 | 1 | 0.9 | Conventional Hydroelectric | WAT | HY | 1 | 1929 |  |  | (OP) Operating | Jefferson
34688 | CHI Energy Inc | Theresa Plant | IPP Non-CHP | NY | 0.3 | 0.3 | 0.3 | Conventional Hydroelectric | WAT | HY | 1 | 1927 |  |  | (OP) Operating | Jefferson
34688 | CHI Energy Inc | Diamond Island Plant | IPP Non-CHP | NY | 0.4 | 0.4 | 0.4 | Conventional Hydroelectric | WAT | HY | 1 | 1914 |  |  | (OP) Operating | Jefferson
34688 | CHI Energy Inc | Diamond Island Plant | IPP Non-CHP | NY | 0.4 | 0.4 | 0.4 | Conventional Hydroelectric | WAT | HY | 1 | 1914 |  |  | (OP) Operating | Jefferson
34688 | CHI Energy Inc | Diamond Island Plant | IPP Non-CHP | NY | 0.4 | 0.4 | 0.4 | Conventional Hydroelectric | WAT | HY | 1 | 1914 |  |  | (OP) Operating | Jefferson
34688 | CHI Energy Inc | Hailesboro 4 Plant | IPP Non-CHP | NY | 0.8 | 0.8 | 0.7 | Conventional Hydroelectric | WAT | HY | 1 | 1922 |  |  | (OP) Operating | St Lawrence
34688 | CHI Energy Inc | Hailesboro 4 Plant | IPP Non-CHP | NY | 0.6 | 0.6 | 0.6 | Conventional Hydroelectric | WAT | HY | 1 | 1922 |  |  | (OP) Operating | St Lawrence
34688 | CHI Energy Inc | Copenhagen Plant | IPP Non-CHP | NY | 1.5 | 1.4 | 1.4 | Conventional Hydroelectric | WAT | HY | 6 | 1984 |  |  | (OP) Operating | Lewis
34688 | CHI Energy Inc | Copenhagen Plant | IPP Non-CHP | NY | 1.5 | 1.4 | 1.4 | Conventional Hydroelectric | WAT | HY | 6 | 1984 |  |  | (OP) Operating | Lewis
34688 | CHI Energy Inc | Copenhagen Plant | IPP Non-CHP | NY | 0.3 | 0.3 | 0.3 | Conventional Hydroelectric | WAT | HY | 8 | 1984 |  |  | (OP) Operating | Lewis
34688 | CHI Energy Inc | Pyrites Plant | IPP Non-CHP | NY | 1.2 | 1.1 | 1.1 | Conventional Hydroelectric | WAT | HY | 1 | 1949 |  |  | (OP) Operating | St Lawrence
34688 | CHI Energy Inc | Pyrites Plant | IPP Non-CHP | NY | 3.5 | 3.3 | 3.2 | Conventional Hydroelectric | WAT | HY | 12 | 1985 |  |  | (OP) Operating | St Lawrence
34688 | CHI Energy Inc | Pyrites Plant | IPP Non-CHP | NY | 3.5 | 3.3 | 3.2 | Conventional Hydroelectric | WAT | HY | 12 | 1985 |  |  | (OP) Operating | St Lawrence
463 | Ameresco LFG I Inc | Al Turi | IPP Non-CHP | NY | 0.8 | 0.8 | 0.8 | Landfill Gas | LFG | IC | 7 | 2011 |  |  | (OP) Operating | Orange
463 | Ameresco LFG I Inc | Al Turi | IPP Non-CHP | NY | 0.8 | 0.8 | 0.8 | Landfill Gas | LFG | IC | 7 | 2011 |  |  | (OP) Operating | Orange
58338 | Lakeside Beaver Falls LLC | CH Resources Beaver Falls | IPP CHP | NY | 65.5 | 50.8 | 63.9 | Natural Gas Fired Combined Cycle | NG | CT | 4 | 1995 |  |  | (OP) Operating | Lewis
58338 | Lakeside Beaver Falls LLC | CH Resources Beaver Falls | IPP CHP | NY | 42.3 | 30.6 | 31.8 | Natural Gas Fired Combined Cycle | NG | CA | 4 | 1995 |  |  | (OP) Operating | Lewis
3085 | Carthage Energy LLC | Carthage Energy LLC | IPP Non-CHP | NY | 40.9 | 38.2 | 44.7 | Natural Gas Fired Combined Cycle | NG | CT | 11 | 1991 |  |  | (OP) Operating | Jefferson
3085 | Carthage Energy LLC | Carthage Energy LLC | IPP Non-CHP | NY | 22 | 21 | 21.5 | Natural Gas Fired Combined Cycle | NG | CA | 11 | 1991 |  |  | (OP) Operating | Jefferson
58337 | Lakeside Syracuse LLC | CH Resources Syracuse | IPP Non-CHP | NY | 65.5 | 55.9 | 63 | Natural Gas Fired Combined Cycle | NG | CT | 1 | 1994 |  |  | (OP) Operating | Onondaga
58337 | Lakeside Syracuse LLC | CH Resources Syracuse | IPP Non-CHP | NY | 37.2 | 28.8 | 28.8 | Natural Gas Fired Combined Cycle | NG | CA | 1 | 1994 |  |  | (OP) Operating | Onondaga
473 | Covanta Hempstead Company | Covanta Hempstead | IPP Non-CHP | NY | 78.6 | 71.8 | 70.8 | Municipal Solid Waste | MSW | ST | 4 | 1989 |  |  | (OP) Operating | Nassau
34688 | CHI Energy Inc | Black River Hydro Associates | IPP Non-CHP | NY | 1.6 | 1.5 | 1.5 | Conventional Hydroelectric | WAT | HY | 1 | 1984 |  |  | (OP) Operating | Lewis
34688 | CHI Energy Inc | Black River Hydro Associates | IPP Non-CHP | NY | 2.2 | 2.1 | 2 | Conventional Hydroelectric | WAT | HY | 1 | 1984 |  |  | (OP) Operating | Lewis
34688 | CHI Energy Inc | Black River Hydro Associates | IPP Non-CHP | NY | 1.9 | 1.8 | 1.8 | Conventional Hydroelectric | WAT | HY | 1 | 1984 |  |  | (OP) Operating | Lewis
16909 | Selkirk Cogen Partners LP | Selkirk Cogen | IPP CHP | NY | 95.2 | 78.1 | 104.3 | Natural Gas Fired Combined Cycle | NG | CT | 4 | 1992 |  |  | (OP) Operating | Albany
16909 | Selkirk Cogen Partners LP | Selkirk Cogen | IPP CHP | NY | 95.2 | 282.1 | 325.9 | Natural Gas Fired Combined Cycle | NG | CT | 4 | 1994 |  |  | (OP) Operating | Albany
16909 | Selkirk Cogen Partners LP | Selkirk Cogen | IPP CHP | NY | 95.2 |  |  | Natural Gas Fired Combined Cycle | NG | CT | 4 | 1994 |  |  | (OP) Operating | Albany
16909 | Selkirk Cogen Partners LP | Selkirk Cogen | IPP CHP | NY | 148.4 |  |  | Natural Gas Fired Combined Cycle | NG | CA | 4 | 1994 |  |  | (OP) Operating | Albany
10575 | Lachute Hydro Co Inc | Lachute Hydro Lower | IPP Non-CHP | NY | 3.8 | 3.6 | 3.5 | Conventional Hydroelectric | WAT | HY | 12 | 1987 |  |  | (OP) Operating | Essex
10575 | Lachute Hydro Co Inc | Lachute Hydro Upper | IPP Non-CHP | NY | 5.2 | 4.9 | 4.8 | Conventional Hydroelectric | WAT | HY | 12 | 1987 |  |  | (OP) Operating | Essex
5811 | Empire Hydro Partners | Port Leyden Hydroelectric Project | IPP Non-CHP | NY | 0.5 | 0.5 | 0.5 | Conventional Hydroelectric | WAT | HY | 12 | 1985 |  |  | (OP) Operating | Lewis
5811 | Empire Hydro Partners | Port Leyden Hydroelectric Project | IPP Non-CHP | NY | 0.5 | 0.5 | 0.5 | Conventional Hydroelectric | WAT | HY | 12 | 1985 |  |  | (OP) Operating | Lewis
49997 | Consolidated Hydro New York, Inc. | Walden | IPP Non-CHP | NY | 1.2 | 1.1 | 1.1 | Conventional Hydroelectric | WAT | HY | 4 | 1986 |  |  | (OP) Operating | Orange
49997 | Consolidated Hydro New York, Inc. | Walden | IPP Non-CHP | NY | 0.8 | 0.8 | 0.7 | Conventional Hydroelectric | WAT | HY | 4 | 1986 |  |  | (OP) Operating | Orange
49997 | Consolidated Hydro New York, Inc. | Walden | IPP Non-CHP | NY | 0.4 | 0.4 | 0.4 | Conventional Hydroelectric | WAT | HY | 4 | 1986 |  |  | (OP) Operating | Orange
8736 | Hollingworth & Vose Co | Center Falls | Industrial Non-CHP | NY | 0.4 | 0.3 | 0.4 | Conventional Hydroelectric | WAT | HY | 1 | 1984 |  |  | (OP) Operating | Washington
8736 | Hollingworth & Vose Co | Center Falls | Industrial Non-CHP | NY | 0.4 | 0.3 | 0.4 | Conventional Hydroelectric | WAT | HY | 1 | 1984 |  |  | (OP) Operating | Washington
8736 | Hollingworth & Vose Co | Center Falls | Industrial Non-CHP | NY | 0.3 | 0.2 | 0.3 | Conventional Hydroelectric | WAT | HY | 1 | 1984 |  |  | (OP) Operating | Washington
56590 | Silverstreet Hydro | Kings Falls Hydroelectric | IPP Non-CHP | NY | 1.6 | 0.2 | 0.1 | Conventional Hydroelectric | WAT | HY | 10 | 1988 |  |  | (OP) Operating | Lewis
49997 | Consolidated Hydro New York, Inc. | Victory Mills | IPP Non-CHP | NY | 1.7 | 1.6 | 1.6 | Conventional Hydroelectric | WAT | HY | 12 | 1986 |  |  | (OP) Operating | Cayuga
57184 | Ampersand Mount Ida Hydro LLC | Mt Ida Hydroelectric | IPP Non-CHP | NY | 1.5 | 1.5 | 1.5 | Conventional Hydroelectric | WAT | HY | 1 | 1992 |  |  | (OP) Operating | Rensselaer
57184 | Ampersand Mount Ida Hydro LLC | Mt Ida Hydroelectric | IPP Non-CHP | NY | 1.5 | 1.5 | 1.5 | Conventional Hydroelectric | WAT | HY | 1 | 1992 |  |  | (OP) Operating | Rensselaer
19774 | Valley Falls Associates | Valley Falls Hydroelectric Facility | IPP Non-CHP | NY | 2.5 | 2.5 | 2.5 | Conventional Hydroelectric | WAT | HY | 8 | 1985 |  |  | (OP) Operating | Rensselaer
34688 | CHI Energy Inc | Goodyear Lake Plant | IPP Non-CHP | NY | 0.8 | 0.8 | 0.7 | Conventional Hydroelectric | WAT | HY | 8 | 1980 |  |  | (OP) Operating | Otsego
34688 | CHI Energy Inc | Goodyear Lake Plant | IPP Non-CHP | NY | 0.6 | 0.6 | 0.6 | Conventional Hydroelectric | WAT | HY | 8 | 1980 |  |  | (OP) Operating | Otsego
34689 | Triton Power Co | Chateaugay High Falls Hydro | IPP Non-CHP | NY | 1.7 | 1.6 | 1.6 | Conventional Hydroelectric | WAT | HY | 12 | 1988 |  |  | (OP) Operating | Franklin
20148 | Watervliet City of | Normanskill Hydro Project | IPP Non-CHP | NY | 1.2 | 1.2 | 1.2 | Conventional Hydroelectric | WAT | HY | 4 | 1983 |  |  | (OP) Operating | Albany
17460 | South Oak Hospital | South Oaks Hospital | Commercial CHP | NY | 0.2 | 0.1 | 0.1 | Natural Gas Internal Combustion Engine | NG | IC | 4 | 2008 |  |  | (OP) Operating | Suffolk
17460 | South Oak Hospital | South Oaks Hospital | Commercial CHP | NY | 0.2 | 0.1 | 0.1 | Natural Gas Internal Combustion Engine | NG | IC | 4 | 2008 |  |  | (OP) Operating | Suffolk
17460 | South Oak Hospital | South Oaks Hospital | Commercial CHP | NY | 0.2 | 0.1 | 0.1 | Natural Gas Internal Combustion Engine | NG | IC | 4 | 2008 |  |  | (OP) Operating | Suffolk
17460 | South Oak Hospital | South Oaks Hospital | Commercial CHP | NY | 0.2 | 0.1 | 0.1 | Natural Gas Internal Combustion Engine | NG | IC | 4 | 2008 |  |  | (OP) Operating | Suffolk
17460 | South Oak Hospital | South Oaks Hospital | Commercial CHP | NY | 0.2 | 0.1 | 0.1 | Natural Gas Internal Combustion Engine | NG | IC | 4 | 2008 |  |  | (OP) Operating | Suffolk
56842 | Union Falls Hydro Power LP | Union Falls | IPP Non-CHP | NY | 1.3 | 1.3 | 1.3 | Conventional Hydroelectric | WAT | HY | 1 | 1987 |  |  | (OP) Operating | Clinton
56842 | Union Falls Hydro Power LP | Union Falls | IPP Non-CHP | NY | 1.3 | 1.3 | 1.3 | Conventional Hydroelectric | WAT | HY | 1 | 1987 |  |  | (OP) Operating | Clinton
19351 | U S Gypsum Co | US Gypsum Oakfield | Industrial CHP | NY | 5.8 | 4.9 | 5.7 | Natural Gas Fired Combustion Turbine | NG | GT | 4 | 1986 |  |  | (OP) Operating | Genesee
5914 | Erie Boulevard Hydropower LP | Hewittville Hydroelectric | IPP Non-CHP | NY | 3 | 2.2 | 2.2 | Conventional Hydroelectric | WAT | HY | 9 | 1984 |  |  | (OP) Operating | St Lawrence
5914 | Erie Boulevard Hydropower LP | Unionville Hydro Project 2499 NY | IPP Non-CHP | NY | 3 | 2.2 | 2.2 | Conventional Hydroelectric | WAT | HY | 7 | 1984 |  |  | (OP) Operating | St Lawrence
4735 | Dahowa Hydro | Dahowa Hydro | IPP Non-CHP | NY | 10.5 | 1.5 | 4.4 | Conventional Hydroelectric | WAT | HY | 12 | 1987 |  |  | (OP) Operating | Washington
24457 | Calpine Eastern Corp | Bethpage Power Plant | IPP Non-CHP | NY | 33.7 | 22.2 | 23.8 | Natural Gas Fired Combined Cycle | NG | CT | 8 | 1989 |  |  | (OP) Operating | Nassau
24457 | Calpine Eastern Corp | Bethpage Power Plant | IPP Non-CHP | NY | 33.7 | 22.2 | 23.8 | Natural Gas Fired Combined Cycle | NG | CT | 8 | 1989 |  |  | (OP) Operating | Nassau
24457 | Calpine Eastern Corp | Bethpage Power Plant | IPP Non-CHP | NY | 16.2 | 10.6 | 11.4 | Natural Gas Fired Combined Cycle | NG | CA | 8 | 1989 |  |  | (OP) Operating | Nassau
24457 | Calpine Eastern Corp | Bethpage Power Plant | IPP Non-CHP | NY | 60 | 47 | 49.6 | Natural Gas Fired Combustion Turbine | NG | GT | 7 | 2002 |  |  | (OP) Operating | Nassau
24457 | Calpine Eastern Corp | Bethpage Power Plant | IPP Non-CHP | NY | 60 | 49 | 50 | Natural Gas Fired Combined Cycle | NG | CT | 7 | 2005 |  |  | (OP) Operating | Nassau
24457 | Calpine Eastern Corp | Bethpage Power Plant | IPP Non-CHP | NY | 36 | 33 | 34 | Natural Gas Fired Combined Cycle | NG | CA | 7 | 2005 |  |  | (OP) Operating | Nassau
24979 | Ampersand Chasm Hydro LLC | Chasm Hydro Partnership | IPP Non-CHP | NY | 1 | 0.5 | 0.8 | Conventional Hydroelectric | WAT | HY | 3 | 1982 |  |  | (OP) Operating | Franklin
24979 | Ampersand Chasm Hydro LLC | Chasm Hydro Partnership | IPP Non-CHP | NY | 0.6 | 0.5 | 0.6 | Conventional Hydroelectric | WAT | HY | 10 | 1984 |  |  | (OP) Operating | Franklin
57280 | Eagle Creek RE LLC | Newport Hydro | IPP Non-CHP | NY | 0.8 | 0.8 | 0.8 | Conventional Hydroelectric | WAT | HY | 12 | 1987 |  |  | (OP) Operating | Herkimer
57280 | Eagle Creek RE LLC | Newport Hydro | IPP Non-CHP | NY | 0.8 | 0.8 | 0.8 | Conventional Hydroelectric | WAT | HY | 12 | 1987 |  |  | (OP) Operating | Herkimer
57280 | Eagle Creek RE LLC | Newport Hydro | IPP Non-CHP | NY | 0.1 | 0.1 | 0.1 | Conventional Hydroelectric | WAT | HY | 12 | 1987 |  |  | (OP) Operating | Herkimer
21508 | Cornell University | Cornell University Central Heat | Commercial CHP | NY | 15 | 12.3 | 14.5 | Natural Gas Fired Combined Cycle | NG | CT | 12 | 2009 |  |  | (OP) Operating | Tompkins
21508 | Cornell University | Cornell University Central Heat | Commercial CHP | NY | 15 | 12.3 | 14.5 | Natural Gas Fired Combined Cycle | NG | CT | 12 | 2009 |  |  | (OP) Operating | Tompkins
21508 | Cornell University | Cornell University Central Heat | Commercial CHP | NY | 1.8 | 1 | 1.8 | Natural Gas Fired Combined Cycle | NG | CA | 7 | 1988 |  |  | (OP) Operating | Tompkins
21508 | Cornell University | Cornell University Central Heat | Commercial CHP | NY | 5.7 | 5.3 | 5.7 | Natural Gas Fired Combined Cycle | NG | CA | 10 | 1988 |  |  | (OP) Operating | Tompkins
18436 | Ampersand Tannery Island Hydro, LLC | Tannery Island Power | IPP Non-CHP | NY | 0.3 | 0.2 | 0.2 | Conventional Hydroelectric | WAT | HY | 6 | 1986 |  |  | (OP) Operating | Jefferson
18436 | Ampersand Tannery Island Hydro, LLC | Tannery Island Power | IPP Non-CHP | NY | 0.3 | 0.2 | 0.2 | Conventional Hydroelectric | WAT | HY | 6 | 1986 |  |  | (OP) Operating | Jefferson
18436 | Ampersand Tannery Island Hydro, LLC | Tannery Island Power | IPP Non-CHP | NY | 0.3 | 0.2 | 0.2 | Conventional Hydroelectric | WAT | HY | 6 | 1986 |  |  | (OP) Operating | Jefferson
18436 | Ampersand Tannery Island Hydro, LLC | Tannery Island Power | IPP Non-CHP | NY | 0.3 | 0.2 | 0.2 | Conventional Hydroelectric | WAT | HY | 6 | 1986 |  |  | (OP) Operating | Jefferson
18436 | Ampersand Tannery Island Hydro, LLC | Tannery Island Power | IPP Non-CHP | NY | 0.3 | 0.2 | 0.2 | Conventional Hydroelectric | WAT | HY | 6 | 1986 |  |  | (OP) Operating | Jefferson
13487 | New York Zoological Society | Bronx Zoo | Commercial CHP | NY | 1.1 | 1.1 | 1.1 | Natural Gas Internal Combustion Engine | NG | IC | 1 | 1991 |  |  | (OP) Operating | Bronx
13487 | New York Zoological Society | Bronx Zoo | Commercial CHP | NY | 1.5 | 1.5 | 1.5 | Natural Gas Internal Combustion Engine | NG | IC | 4 | 1995 |  |  | (OP) Operating | Bronx
9245 | Indeck-Energy Serv Silver Spg | Indeck Silver Springs Energy Center | IPP CHP | NY | 39.4 | 49.1 | 62.5 | Natural Gas Fired Combined Cycle | NG | CT | 5 | 1991 |  |  | (OP) Operating | Wyoming
9245 | Indeck-Energy Serv Silver Spg | Indeck Silver Springs Energy Center | IPP CHP | NY | 17.2 |  |  | Natural Gas Fired Combined Cycle | NG | CA | 5 | 1991 |  |  | (OP) Operating | Wyoming
9244 | Indeck-Oswego Ltd Partnership | Indeck Oswego Energy Center | IPP CHP | NY | 41.2 | 48.9 | 61.4 | Natural Gas Fired Combined Cycle | NG | CT | 6 | 1990 |  |  | (OP) Operating | Oswego
9244 | Indeck-Oswego Ltd Partnership | Indeck Oswego Energy Center | IPP CHP | NY | 16.2 |  |  | Natural Gas Fired Combined Cycle | NG | CA | 6 | 1990 |  |  | (OP) Operating | Oswego
9243 | Indeck-Yerkes Ltd Partnership | Indeck Yerkes Energy Center | IPP CHP | NY | 40.6 | 47.7 | 56.7 | Natural Gas Fired Combined Cycle | NG | CT | 12 | 1989 |  |  | (OP) Operating | Erie
9243 | Indeck-Yerkes Ltd Partnership | Indeck Yerkes Energy Center | IPP CHP | NY | 19.3 |  |  | Natural Gas Fired Combined Cycle | NG | CA | 12 | 1989 |  |  | (OP) Operating | Erie
9263 | Indeck-Corinth Ltd Partnership | Indeck Corinth Energy Center | IPP CHP | NY | 92 | 74.4 | 92.2 | Natural Gas Fired Combined Cycle | NG | CT | 2 | 1995 |  |  | (OP) Operating | Saratoga
9263 | Indeck-Corinth Ltd Partnership | Indeck Corinth Energy Center | IPP CHP | NY | 55 | 56 | 46.5 | Natural Gas Fired Combined Cycle | NG | CA | 3 | 1995 |  |  | (OP) Operating | Saratoga
470 | Covanta Energy of Niagara LP | Covanta Niagara I, LLC | IPP CHP | NY | 25 | 18 | 18 | Municipal Solid Waste | MSW | ST | 8 | 1980 |  |  | (OP) Operating | Niagara
470 | Covanta Energy of Niagara LP | Covanta Niagara I, LLC | IPP CHP | NY | 25 | 18 | 18 | Municipal Solid Waste | MSW | ST | 8 | 1980 |  |  | (OP) Operating | Niagara
60779 | Black River Hydroelectric, LLC | Glen Park Hydroelectric Project | IPP Non-CHP | NY | 14.5 | 14.5 | 14.5 | Conventional Hydroelectric | WAT | HY | 10 | 1999 |  |  | (OP) Operating | Jefferson
60779 | Black River Hydroelectric, LLC | Glen Park Hydroelectric Project | IPP Non-CHP | NY | 3.6 | 3.6 | 3.6 | Conventional Hydroelectric | WAT | HY | 10 | 1999 |  |  | (OP) Operating | Jefferson
18121 | Stillwater Associates | Stillwater Reservoir Hydro | IPP Non-CHP | NY | 1.8 | 2.5 | 2.5 | Conventional Hydroelectric | WAT | HY | 1 | 1987 |  |  | (OP) Operating | Herkimer
6495 | Fort Miller Associates | Fort Miller Hydroelectric Facility | IPP Non-CHP | NY | 2.5 | 2.5 | 2.5 | Conventional Hydroelectric | WAT | HY | 12 | 1984 |  |  | (OP) Operating | Saratoga
6495 | Fort Miller Associates | Fort Miller Hydroelectric Facility | IPP Non-CHP | NY | 2.5 | 2.5 | 2.5 | Conventional Hydroelectric | WAT | HY | 12 | 1984 |  |  | (OP) Operating | Saratoga
54842 | WM Renewable Energy LLC | Monroe Livingston Gas Recovery | IPP Non-CHP | NY | 0.8 | 0.8 | 0.8 | Landfill Gas | LFG | IC | 12 | 1988 |  |  | (OP) Operating | Monroe
54842 | WM Renewable Energy LLC | Monroe Livingston Gas Recovery | IPP Non-CHP | NY | 0.8 | 0.8 | 0.8 | Landfill Gas | LFG | IC | 12 | 1988 |  |  | (OP) Operating | Monroe
54842 | WM Renewable Energy LLC | High Acres Gas Recovery | IPP Non-CHP | NY | 0.8 | 0.8 | 0.8 | Landfill Gas | LFG | IC | 5 | 1991 |  |  | (OP) Operating | Monroe
54842 | WM Renewable Energy LLC | High Acres Gas Recovery | IPP Non-CHP | NY | 0.8 | 0.8 | 0.8 | Landfill Gas | LFG | IC | 5 | 1991 |  |  | (OP) Operating | Monroe
54842 | WM Renewable Energy LLC | High Acres Gas Recovery | IPP Non-CHP | NY | 0.8 | 0.8 | 0.8 | Landfill Gas | LFG | IC | 5 | 1991 |  |  | (OP) Operating | Monroe
54842 | WM Renewable Energy LLC | High Acres Gas Recovery | IPP Non-CHP | NY | 0.8 | 0.8 | 0.8 | Landfill Gas | LFG | IC | 5 | 1991 |  |  | (OP) Operating | Monroe
54842 | WM Renewable Energy LLC | High Acres Gas Recovery | IPP Non-CHP | NY | 1.6 | 1.6 | 1.6 | Landfill Gas | LFG | IC | 3 | 2008 |  |  | (OP) Operating | Monroe
54842 | WM Renewable Energy LLC | High Acres Gas Recovery | IPP Non-CHP | NY | 1.6 | 1.6 | 1.6 | Landfill Gas | LFG | IC | 3 | 2008 |  |  | (OP) Operating | Monroe
54842 | WM Renewable Energy LLC | High Acres Gas Recovery | IPP Non-CHP | NY | 1.6 | 1.6 | 1.6 | Landfill Gas | LFG | IC | 3 | 2008 |  |  | (OP) Operating | Monroe
54842 | WM Renewable Energy LLC | High Acres Gas Recovery | IPP Non-CHP | NY | 1.6 | 1.6 | 1.6 | Landfill Gas | LFG | IC | 3 | 2008 |  |  | (OP) Operating | Monroe
4484 | Covanta Babylon Inc | Covanta Babylon Inc | Commercial Non-CHP | NY | 17 | 14.4 | 14.4 | Municipal Solid Waste | MSW | ST | 1 | 1989 |  |  | (OP) Operating | Suffolk
2598 | Burrows Paper Corp | Lyonsdale Associates | IPP Non-CHP | NY | 1.5 | 1.5 | 1.5 | Conventional Hydroelectric | WAT | HY | 7 | 1984 |  |  | (OP) Operating | Lewis
2598 | Burrows Paper Corp | Lyonsdale Associates | IPP Non-CHP | NY | 1.5 | 1.5 | 1.5 | Conventional Hydroelectric | WAT | HY | 7 | 1984 |  |  | (OP) Operating | Lewis
9097 | Huntington Resource Recovery | Huntington Resource Recovery Facility | IPP Non-CHP | NY | 28 | 24.5 | 24.5 | Municipal Solid Waste | MSW | ST | 12 | 1991 |  |  | (OP) Operating | Suffolk
4487 | Covanta Onondega LP | Onondaga County Resource Recovery | Commercial Non-CHP | NY | 39.5 | 30 | 30 | Municipal Solid Waste | MSW | ST | 11 | 1994 |  |  | (OP) Operating | Onondaga
18020 | Starrett City Inc | Starrett City Cogen Facility | Commercial CHP | NY | 6 | 5.5 | 6 | Natural Gas Steam Turbine | NG | ST | 10 | 1974 |  |  | (OP) Operating | Kings
18020 | Starrett City Inc | Starrett City Cogen Facility | Commercial CHP | NY | 6 | 5.5 | 6 | Natural Gas Steam Turbine | NG | ST | 10 | 1974 |  |  | (OP) Operating | Kings
14182 | Sterling Power Partners LP | Sterling Power Plant | IPP Non-CHP | NY | 47.7 | 38.8 | 47.6 | Natural Gas Fired Combined Cycle | NG | CT | 6 | 1991 |  |  | (OP) Operating | Oneida
14182 | Sterling Power Partners LP | Sterling Power Plant | IPP Non-CHP | NY | 16.5 | 16 | 16.5 | Natural Gas Fired Combined Cycle | NG | CA | 7 | 1991 |  |  | (OP) Operating | Oneida
14182 | Sterling Power Partners LP | Sterling Power Plant | IPP Non-CHP | NY | 1.1 | 1.1 | 1.1 | Petroleum Liquids | DFO | IC | 6 | 1991 |  |  | (OP) Operating | Oneida
57144 | Northbrook Carthage LLC | West End Dam Hydroelectric Project | IPP Non-CHP | NY | 2.2 | 2.1 | 2 | Conventional Hydroelectric | WAT | HY | 10 | 1985 |  |  | (OP) Operating | Jefferson
57144 | Northbrook Carthage LLC | West End Dam Hydroelectric Project | IPP Non-CHP | NY | 2.2 | 2.1 | 2 | Conventional Hydroelectric | WAT | HY | 10 | 1985 |  |  | (OP) Operating | Jefferson
57184 | Ampersand Mount Ida Hydro LLC | Forestport | IPP Non-CHP | NY | 3.4 | 3.4 | 3.4 | Conventional Hydroelectric | WAT | HY | 12 | 1987 |  |  | (OP) Operating | Oneida
20541 | Wheelabrator Environmental Systems | Wheelabrator Westchester | IPP Non-CHP | NY | 59.7 | 51 | 53 | Municipal Solid Waste | MSW | ST | 10 | 1984 |  |  | (OP) Operating | Westchester
14222 | Oswego County | Oswego County Energy Recovery | Commercial CHP | NY | 1.8 | 1.7 | 1.7 | Municipal Solid Waste | MSW | ST | 2 | 1986 |  |  | (OP) Operating | Oswego
14222 | Oswego County | Oswego County Energy Recovery | Commercial CHP | NY | 1.8 | 1.7 | 1.7 | Municipal Solid Waste | MSW | ST | 2 | 1986 |  |  | (OP) Operating | Oswego
24202 | Carr Street Generating Sta LP | Carr Street Generating Station | IPP Non-CHP | NY | 48.8 | 33 | 40.8 | Natural Gas Fired Combined Cycle | NG | CT | 7 | 1993 |  |  | (OP) Operating | Onondaga
24202 | Carr Street Generating Sta LP | Carr Street Generating Station | IPP Non-CHP | NY | 48.8 | 33 | 40.8 | Natural Gas Fired Combined Cycle | NG | CT | 7 | 1993 |  |  | (OP) Operating | Onondaga
24202 | Carr Street Generating Sta LP | Carr Street Generating Station | IPP Non-CHP | NY | 25 | 22.2 | 24.6 | Natural Gas Fired Combined Cycle | NG | CA | 7 | 1993 |  |  | (OP) Operating | Onondaga
5914 | Erie Boulevard Hydropower LP | West Delaware Tunnel Plant | IPP Non-CHP | NY | 7.5 | 7 | 7.6 | Conventional Hydroelectric | WAT | HY | 12 | 1988 |  |  | (OP) Operating | Sullivan
10714 | Little Falls Hydroelec Assoc | Little Falls Hydro | IPP Non-CHP | NY | 6.5 | 6.5 | 6.5 | Conventional Hydroelectric | WAT | HY | 1 | 1987 |  |  | (OP) Operating | Herkimer
10714 | Little Falls Hydroelec Assoc | Little Falls Hydro | IPP Non-CHP | NY | 6.5 | 6.5 | 6.5 | Conventional Hydroelectric | WAT | HY | 1 | 1987 |  |  | (OP) Operating | Herkimer
56601 | Covanta MacArthur Renewable Energy | MacArthur Waste to Energy Facility | Commercial Non-CHP | NY | 12.5 | 11 | 11 | Municipal Solid Waste | MSW | ST | 3 | 1990 |  |  | (OP) Operating | Suffolk
19153 | Nassau Energy Corp | Nassau Energy Corp | IPP CHP | NY | 43 | 43 | 45 | Natural Gas Fired Combined Cycle | NG | CT | 3 | 1991 |  |  | (OP) Operating | Nassau
19153 | Nassau Energy Corp | Nassau Energy Corp | IPP CHP | NY | 12 | 12 | 12 | Natural Gas Fired Combined Cycle | NG | CA | 3 | 1991 |  |  | (OP) Operating | Nassau
57184 | Ampersand Mount Ida Hydro LLC | Ogdensburg | IPP Non-CHP | NY | 0.7 | 0.2 | 0.2 | Conventional Hydroelectric | WAT | HY | 12 | 1987 |  |  | (OP) Operating | St Lawrence
57184 | Ampersand Mount Ida Hydro LLC | Ogdensburg | IPP Non-CHP | NY | 0.7 | 0.2 | 0.1 | Conventional Hydroelectric | WAT | HY | 12 | 1987 |  |  | (OP) Operating | St Lawrence
57184 | Ampersand Mount Ida Hydro LLC | Ogdensburg | IPP Non-CHP | NY | 0.7 | 0.2 | 0.1 | Conventional Hydroelectric | WAT | HY | 12 | 1987 |  |  | (OP) Operating | St Lawrence
57184 | Ampersand Mount Ida Hydro LLC | Ogdensburg | IPP Non-CHP | NY | 0.7 | 0.2 | 0.1 | Conventional Hydroelectric | WAT | HY | 12 | 1987 |  |  | (OP) Operating | St Lawrence
57184 | Ampersand Mount Ida Hydro LLC | Ogdensburg | IPP Non-CHP | NY | 0.7 | 0.2 | 0.1 | Conventional Hydroelectric | WAT | HY | 12 | 1987 |  |  | (OP) Operating | St Lawrence
24210 | Riverbay Corp | Riverbay | Commercial CHP | NY | 16 | 13.8 | 15 | Natural Gas Steam Turbine | NG | ST | 3 | 2011 |  |  | (OP) Operating | Bronx
24210 | Riverbay Corp | Riverbay | Commercial CHP | NY | 12.9 | 11.5 | 12.6 | Natural Gas Fired Combustion Turbine | NG | GT | 3 | 2011 |  |  | (OP) Operating | Bronx
24210 | Riverbay Corp | Riverbay | Commercial CHP | NY | 12.9 | 11.5 | 12.6 | Natural Gas Fired Combustion Turbine | NG | GT | 3 | 2011 |  |  | (OP) Operating | Bronx
24210 | Riverbay Corp | Riverbay | Commercial CHP | NY | 1.7 | 1.5 | 1.5 | Petroleum Liquids | DFO | IC | 6 | 2011 |  |  | (OP) Operating | Bronx
6838 | Rensselaer Generating LLC | Rensselaer Cogen | IPP Non-CHP | NY | 49.2 | 47 | 55.8 | Natural Gas Fired Combined Cycle | NG | CT | 4 | 1994 |  |  | (OP) Operating | Rensselaer
6838 | Rensselaer Generating LLC | Rensselaer Cogen | IPP Non-CHP | NY | 39 | 33.4 | 30 | Natural Gas Fired Combined Cycle | NG | CA | 4 | 1994 |  |  | (OP) Operating | Rensselaer
11127 | Lockport Energy Associates LP | Lockport Energy Associates LP | IPP CHP | NY | 48.7 | 42.3 | 51.3 | Natural Gas Fired Combined Cycle | NG | CT | 7 | 1992 |  |  | (OP) Operating | Niagara
11127 | Lockport Energy Associates LP | Lockport Energy Associates LP | IPP CHP | NY | 48.7 | 42.3 | 51.3 | Natural Gas Fired Combined Cycle | NG | CT | 7 | 1992 |  |  | (OP) Operating | Niagara
11127 | Lockport Energy Associates LP | Lockport Energy Associates LP | IPP CHP | NY | 48.7 | 42.3 | 51.3 | Natural Gas Fired Combined Cycle | NG | CT | 7 | 1992 |  |  | (OP) Operating | Niagara
11127 | Lockport Energy Associates LP | Lockport Energy Associates LP | IPP CHP | NY | 75.2 | 75.2 | 75.2 | Natural Gas Fired Combined Cycle | NG | CA | 9 | 1992 |  |  | (OP) Operating | Niagara
9261 | Indeck-Olean Ltd Partnership | Indeck Olean Energy Center | IPP CHP | NY | 46 | 34.2 | 43.2 | Natural Gas Fired Combined Cycle | NG | CT | 1 | 1994 |  |  | (OP) Operating | Cattaraugus
9261 | Indeck-Olean Ltd Partnership | Indeck Olean Energy Center | IPP CHP | NY | 44.6 | 44.6 | 44.6 | Natural Gas Fired Combined Cycle | NG | CA | 1 | 1994 |  |  | (OP) Operating | Cattaraugus
9350 | IPC-Ticonderoga | Ticonderoga Mill | Industrial CHP | NY | 42.1 | 41 | 39 | Wood/Wood Waste Biomass | BLQ | ST | 1 | 1970 |  |  | (OP) Operating | Essex
10349 | KIAC Partners | Kennedy International Airport Cogen | IPP CHP | NY | 47.1 | 49.9 | 51 | Natural Gas Fired Combined Cycle | NG | CT | 12 | 1994 |  |  | (OP) Operating | Queens
10349 | KIAC Partners | Kennedy International Airport Cogen | IPP CHP | NY | 47.1 | 49.7 | 47.3 | Natural Gas Fired Combined Cycle | NG | CT | 12 | 1994 |  |  | (OP) Operating | Queens
10349 | KIAC Partners | Kennedy International Airport Cogen | IPP CHP | NY | 27 | 25.9 | 25.9 | Natural Gas Fired Combined Cycle | NG | CA | 1 | 1995 |  |  | (OP) Operating | Queens
50136 | North American Energy Services | Fortistar North Tonawanda | IPP CHP | NY | 38.3 | 39.1 | 48.5 | Natural Gas Fired Combined Cycle | NG | CT | 7 | 1993 |  |  | (OP) Operating | Niagara
50136 | North American Energy Services | Fortistar North Tonawanda | IPP CHP | NY | 17 | 20 | 20 | Natural Gas Fired Combined Cycle | NG | CA | 7 | 1993 |  |  | (OP) Operating | Niagara
13587 | Nissequoque Cogen Partners | Stony Brook Cogen Plant | IPP CHP | NY | 47 | 44.5 | 47.1 | Natural Gas Fired Combustion Turbine | NG | GT | 4 | 1995 |  |  | (OP) Operating | Suffolk
59834 | GR Catalyst One, LLC | Stillwater Hydro Electric Project | IPP Non-CHP | NY | 1.7 | 1.7 | 1.7 | Conventional Hydroelectric | WAT | HY | 4 | 1993 |  |  | (OP) Operating | Saratoga
59834 | GR Catalyst One, LLC | Stillwater Hydro Electric Project | IPP Non-CHP | NY | 1.7 | 1.7 | 1.7 | Conventional Hydroelectric | WAT | HY | 4 | 1993 |  |  | (OP) Operating | Saratoga
17254 | Sithe/Independence LLC | Sithe Independence Station | IPP CHP | NY | 169.2 | 155.3 | 196.8 | Natural Gas Fired Combined Cycle | NG | CT | 10 | 1994 |  |  | (OP) Operating | Oswego
17254 | Sithe/Independence LLC | Sithe Independence Station | IPP CHP | NY | 169.2 | 155.3 | 196.8 | Natural Gas Fired Combined Cycle | NG | CT | 9 | 1994 |  |  | (OP) Operating | Oswego
17254 | Sithe/Independence LLC | Sithe Independence Station | IPP CHP | NY | 169.2 | 155.3 | 196.8 | Natural Gas Fired Combined Cycle | NG | CT | 8 | 1994 |  |  | (OP) Operating | Oswego
17254 | Sithe/Independence LLC | Sithe Independence Station | IPP CHP | NY | 169.5 | 155.3 | 196.8 | Natural Gas Fired Combined Cycle | NG | CT | 9 | 1994 |  |  | (OP) Operating | Oswego
17254 | Sithe/Independence LLC | Sithe Independence Station | IPP CHP | NY | 204.5 | 167.5 | 212.3 | Natural Gas Fired Combined Cycle | NG | CA | 10 | 1994 |  |  | (OP) Operating | Oswego
17254 | Sithe/Independence LLC | Sithe Independence Station | IPP CHP | NY | 204.5 | 167.5 | 212.3 | Natural Gas Fired Combined Cycle | NG | CA | 9 | 1994 |  |  | (OP) Operating | Oswego
59827 | Ampersand Long Falls Hydro, LLC | Longfalls Facility | IPP Non-CHP | NY | 3.3 | 3 | 3 | Conventional Hydroelectric | WAT | HY | 10 | 1991 |  |  | (OP) Operating | Jefferson
7092 | General Mills Inc | General Mills Inc | Industrial CHP | NY | 3.8 | 3.4 | 4 | Natural Gas Fired Combustion Turbine | NG | GT | 12 | 1988 |  |  | (OP) Operating | Erie
54838 | Windsor Machinery Co Inc | Wappinger Falls Hydroelectric | IPP Non-CHP | NY | 1 | 1 | 0.9 | Conventional Hydroelectric | WAT | HY | 12 | 1988 |  |  | (OP) Operating | Dutchess
16729 | Saranac Power Partners LP | Saranac Facility | IPP Non-CHP | NY | 95.2 | 82.8 | 94.5 | Natural Gas Fired Combined Cycle | NG | CT | 6 | 1994 |  |  | (OP) Operating | Clinton
16729 | Saranac Power Partners LP | Saranac Facility | IPP Non-CHP | NY | 95.2 | 77.6 | 90.4 | Natural Gas Fired Combined Cycle | NG | CT | 6 | 1994 |  |  | (OP) Operating | Clinton
16729 | Saranac Power Partners LP | Saranac Facility | IPP Non-CHP | NY | 95.2 | 85.6 | 86.3 | Natural Gas Fired Combined Cycle | NG | CA | 6 | 1994 |  |  | (OP) Operating | Clinton
24931 | Palmer Hydroelectric | Curtis Palmer Hydroelectric | IPP Non-CHP | NY | 2.6 | 2.5 | 2.5 | Conventional Hydroelectric | WAT | HY | 3 | 1986 |  |  | (OP) Operating | Saratoga
24931 | Palmer Hydroelectric | Curtis Palmer Hydroelectric | IPP Non-CHP | NY | 2.6 | 2.5 | 2.5 | Conventional Hydroelectric | WAT | HY | 1 | 1986 |  |  | (OP) Operating | Saratoga
24931 | Palmer Hydroelectric | Curtis Palmer Hydroelectric | IPP Non-CHP | NY | 2.6 | 2.4 | 2.4 | Conventional Hydroelectric | WAT | HY | 12 | 1985 |  |  | (OP) Operating | Saratoga
24931 | Palmer Hydroelectric | Curtis Palmer Hydroelectric | IPP Non-CHP | NY | 1 | 1.1 | 1.1 | Conventional Hydroelectric | WAT | HY | 11 | 1985 |  |  | (OP) Operating | Saratoga
24931 | Palmer Hydroelectric | Curtis Palmer Hydroelectric | IPP Non-CHP | NY | 1 | 1.1 | 1.1 | Conventional Hydroelectric | WAT | HY | 10 | 1985 |  |  | (OP) Operating | Saratoga
24931 | Palmer Hydroelectric | Curtis Palmer Hydroelectric | IPP Non-CHP | NY | 24.6 | 25 | 25 | Conventional Hydroelectric | WAT | HY | 11 | 1986 |  |  | (OP) Operating | Saratoga
24931 | Palmer Hydroelectric | Curtis Palmer Hydroelectric | IPP Non-CHP | NY | 24.6 | 25 | 25 | Conventional Hydroelectric | WAT | HY | 10 | 1986 |  |  | (OP) Operating | Saratoga
15253 | Power City Partners LP | Massena Energy Facility | IPP Non-CHP | NY | 66.5 | 46 | 56 | Natural Gas Fired Combined Cycle | NG | CT | 7 | 1992 |  |  | (OP) Operating | St Lawrence
15253 | Power City Partners LP | Massena Energy Facility | IPP Non-CHP | NY | 35.6 | 35 | 35 | Natural Gas Fired Combined Cycle | NG | CA | 7 | 1992 |  |  | (OP) Operating | St Lawrence
16839 | Seneca Power Partners LP | Batavia Power Plant | IPP Non-CHP | NY | 47.7 | 34.3 | 44.3 | Natural Gas Fired Combined Cycle | NG | CT | 9 | 1992 |  |  | (OP) Operating | Genesee
16839 | Seneca Power Partners LP | Batavia Power Plant | IPP Non-CHP | NY | 18.5 | 14.5 | 14.8 | Natural Gas Fired Combined Cycle | NG | CA | 9 | 1992 |  |  | (OP) Operating | Genesee
57280 | Eagle Creek RE LLC | Lower Beaver Falls Project | IPP Non-CHP | NY | 0.5 | 0.5 | 0.5 | Conventional Hydroelectric | WAT | HY | 12 | 1979 |  |  | (OP) Operating | Lewis
57280 | Eagle Creek RE LLC | Lower Beaver Falls Project | IPP Non-CHP | NY | 0.5 | 0.5 | 0.5 | Conventional Hydroelectric | WAT | HY | 12 | 1979 |  |  | (OP) Operating | Lewis
55754 | Boralex Hydro Operations Inc | South Glens Falls Hydroelectric | IPP Non-CHP | NY | 6.9 | 6.9 | 6.9 | Conventional Hydroelectric | WAT | HY | 8 | 1994 |  |  | (OP) Operating | Saratoga
55754 | Boralex Hydro Operations Inc | South Glens Falls Hydroelectric | IPP Non-CHP | NY | 6.9 | 6.9 | 6.9 | Conventional Hydroelectric | WAT | HY | 8 | 1994 |  |  | (OP) Operating | Saratoga
17283 | Seneca Energy II | Seneca Energy | IPP Non-CHP | NY | 0.8 | 0.8 | 0.8 | Landfill Gas | LFG | IC | 8 | 1998 |  |  | (OP) Operating | Seneca
17283 | Seneca Energy II | Seneca Energy | IPP Non-CHP | NY | 0.8 | 0.8 | 0.8 | Landfill Gas | LFG | IC | 8 | 1998 |  |  | (OP) Operating | Seneca
17283 | Seneca Energy II | Seneca Energy | IPP Non-CHP | NY | 0.8 | 0.8 | 0.8 | Landfill Gas | LFG | IC | 8 | 1998 |  |  | (OP) Operating | Seneca
17283 | Seneca Energy II | Seneca Energy | IPP Non-CHP | NY | 0.8 | 0.8 | 0.8 | Landfill Gas | LFG | IC | 8 | 1998 |  |  | (OP) Operating | Seneca
17283 | Seneca Energy II | Seneca Energy | IPP Non-CHP | NY | 0.8 | 0.8 | 0.8 | Landfill Gas | LFG | IC | 8 | 1998 |  |  | (OP) Operating | Seneca
17283 | Seneca Energy II | Seneca Energy | IPP Non-CHP | NY | 1.6 | 1.6 | 1.6 | Landfill Gas | LFG | IC | 1 | 2007 |  |  | (OP) Operating | Seneca
17283 | Seneca Energy II | Seneca Energy | IPP Non-CHP | NY | 1.6 | 1.6 | 1.6 | Landfill Gas | LFG | IC | 1 | 2007 |  |  | (OP) Operating | Seneca
17283 | Seneca Energy II | Seneca Energy | IPP Non-CHP | NY | 1.6 | 1.6 | 1.6 | Landfill Gas | LFG | IC | 1 | 2007 |  |  | (OP) Operating | Seneca
17283 | Seneca Energy II | Seneca Energy | IPP Non-CHP | NY | 1.6 | 1.6 | 1.6 | Landfill Gas | LFG | IC | 1 | 2007 |  |  | (OP) Operating | Seneca
17283 | Seneca Energy II | Seneca Energy | IPP Non-CHP | NY | 0.8 | 0.8 | 0.8 | Landfill Gas | LFG | IC | 3 | 1996 |  |  | (OP) Operating | Seneca
17283 | Seneca Energy II | Seneca Energy | IPP Non-CHP | NY | 0.8 | 0.8 | 0.8 | Landfill Gas | LFG | IC | 3 | 1996 |  |  | (OP) Operating | Seneca
17283 | Seneca Energy II | Seneca Energy | IPP Non-CHP | NY | 0.8 | 0.8 | 0.8 | Landfill Gas | LFG | IC | 3 | 1996 |  |  | (OP) Operating | Seneca
17283 | Seneca Energy II | Seneca Energy | IPP Non-CHP | NY | 0.8 | 0.8 | 0.8 | Landfill Gas | LFG | IC | 8 | 1996 |  |  | (OP) Operating | Seneca
17283 | Seneca Energy II | Seneca Energy | IPP Non-CHP | NY | 0.8 | 0.8 | 0.8 | Landfill Gas | LFG | IC | 8 | 1996 |  |  | (OP) Operating | Seneca
17283 | Seneca Energy II | Seneca Energy | IPP Non-CHP | NY | 0.8 | 0.8 | 0.8 | Landfill Gas | LFG | IC | 6 | 1997 |  |  | (OP) Operating | Seneca
17283 | Seneca Energy II | Seneca Energy | IPP Non-CHP | NY | 0.8 | 0.8 | 0.8 | Landfill Gas | LFG | IC | 6 | 1997 |  |  | (OP) Operating | Seneca
17283 | Seneca Energy II | Seneca Energy | IPP Non-CHP | NY | 0.8 | 0.8 | 0.8 | Landfill Gas | LFG | IC | 8 | 1998 |  |  | (OP) Operating | Seneca
17283 | Seneca Energy II | Seneca Energy | IPP Non-CHP | NY | 0.8 | 0.8 | 0.8 | Landfill Gas | LFG | IC | 8 | 1998 |  |  | (OP) Operating | Seneca
13491 | New York University | New York University Central Plant | Commercial CHP | NY | 5.5 | 5.5 | 5.5 | Natural Gas Fired Combined Cycle | NG | CT | 12 | 2010 |  |  | (OP) Operating | New York
13491 | New York University | New York University Central Plant | Commercial CHP | NY | 5.5 | 5.5 | 5.5 | Natural Gas Fired Combined Cycle | NG | CT | 12 | 2010 |  |  | (OP) Operating | New York
13491 | New York University | New York University Central Plant | Commercial CHP | NY | 2.4 | 1.8 | 1.8 | Natural Gas Fired Combined Cycle | NG | CA | 1 | 1984 |  |  | (OP) Operating | New York
57280 | Eagle Creek RE LLC | Phoenix Hydro Project | IPP Non-CHP | NY | 1.6 | 1.2 | 1.2 | Conventional Hydroelectric | WAT | HY | 1 | 1991 |  |  | (OP) Operating | Oswego
57280 | Eagle Creek RE LLC | Phoenix Hydro Project | IPP Non-CHP | NY | 1.6 | 1.2 | 1.2 | Conventional Hydroelectric | WAT | HY | 1 | 1991 |  |  | (OP) Operating | Oswego
32080 | Dunn Paper | Dunn Paper | Industrial Non-CHP | NY | 0.4 | 0.4 | 0.4 | Conventional Hydroelectric | WAT | HY | 1 | 1959 |  |  | (OP) Operating | St Lawrence
32080 | Dunn Paper | Dunn Paper | Industrial Non-CHP | NY | 0.3 | 0.3 | 0.3 | Conventional Hydroelectric | WAT | HY | 1 | 1959 |  |  | (OP) Operating | St Lawrence
32080 | Dunn Paper | Dunn Paper | Industrial Non-CHP | NY | 0.3 | 0.3 | 0.3 | Conventional Hydroelectric | WAT | HY | 1 | 1959 |  |  | (OP) Operating | St Lawrence
2313 | Brooklyn Navy Yard Cogen PLP | Brooklyn Navy Yard Cogeneration | IPP CHP | NY | 121 | 90 | 110 | Natural Gas Fired Combined Cycle | NG | CT | 3 | 1996 |  |  | (OP) Operating | Kings
2313 | Brooklyn Navy Yard Cogen PLP | Brooklyn Navy Yard Cogeneration | IPP CHP | NY | 121 | 90 | 110 | Natural Gas Fired Combined Cycle | NG | CT | 3 | 1996 |  |  | (OP) Operating | Kings
2313 | Brooklyn Navy Yard Cogen PLP | Brooklyn Navy Yard Cogeneration | IPP CHP | NY | 40 | 35 | 38 | Natural Gas Fired Combined Cycle | NG | CA | 6 | 1996 |  |  | (OP) Operating | Kings
2313 | Brooklyn Navy Yard Cogen PLP | Brooklyn Navy Yard Cogeneration | IPP CHP | NY | 40 | 35 | 38 | Natural Gas Fired Combined Cycle | NG | CA | 6 | 1996 |  |  | (OP) Operating | Kings
55754 | Boralex Hydro Operations Inc | Hudson Falls Hydroelectric Project | IPP Non-CHP | NY | 22 | 22 | 22 | Conventional Hydroelectric | WAT | HY | 11 | 1995 |  |  | (OP) Operating | Saratoga
55754 | Boralex Hydro Operations Inc | Hudson Falls Hydroelectric Project | IPP Non-CHP | NY | 22 | 22 | 22 | Conventional Hydroelectric | WAT | HY | 11 | 1995 |  |  | (OP) Operating | Saratoga
57229 | MM Albany Energy LLC | MM Albany Energy | IPP Non-CHP | NY | 0.9 | 0.9 | 0.9 | Landfill Gas | LFG | IC | 3 | 1998 |  |  | (OP) Operating | Albany
57229 | MM Albany Energy LLC | MM Albany Energy | IPP Non-CHP | NY | 0.9 | 0.9 | 0.9 | Landfill Gas | LFG | IC | 3 | 1998 |  |  | (OP) Operating | Albany
57229 | MM Albany Energy LLC | MM Albany Energy | IPP Non-CHP | NY | 0.9 | 0.9 | 0.9 | Landfill Gas | LFG | IC | 11 | 2008 |  |  | (OP) Operating | Albany
57229 | MM Albany Energy LLC | MM Albany Energy | IPP Non-CHP | NY | 1.6 | 1.6 | 1.6 | Landfill Gas | LFG | IC | 5 | 2012 |  |  | (OP) Operating | Albany
57229 | MM Albany Energy LLC | MM Albany Energy | IPP Non-CHP | NY | 1.6 | 1.6 | 1.6 | Landfill Gas | LFG | IC | 5 | 2012 |  |  | (OP) Operating | Albany
13582 | NRG Astoria Gas Turbine Operations Inc | Astoria Gas Turbines | IPP Non-CHP | NY | 41.9 | 35.8 | 44.6 | Natural Gas Fired Combustion Turbine | NG | GT | 1 | 1970 |  |  | (OP) Operating | Queens
13582 | NRG Astoria Gas Turbine Operations Inc | Astoria Gas Turbines | IPP Non-CHP | NY | 41.9 | 34.1 | 44.6 | Natural Gas Fired Combustion Turbine | NG | GT | 1 | 1970 |  |  | (OP) Operating | Queens
13582 | NRG Astoria Gas Turbine Operations Inc | Astoria Gas Turbines | IPP Non-CHP | NY | 41.9 | 35.5 | 45.8 | Natural Gas Fired Combustion Turbine | NG | GT | 1 | 1970 |  |  | (OP) Operating | Queens
13582 | NRG Astoria Gas Turbine Operations Inc | Astoria Gas Turbines | IPP Non-CHP | NY | 41.9 | 35.2 | 45.5 | Natural Gas Fired Combustion Turbine | NG | GT | 1 | 1970 |  |  | (OP) Operating | Queens
13582 | NRG Astoria Gas Turbine Operations Inc | Astoria Gas Turbines | IPP Non-CHP | NY | 41.9 | 33.2 | 43.3 | Natural Gas Fired Combustion Turbine | NG | GT | 1 | 1970 |  |  | (OP) Operating | Queens
13582 | NRG Astoria Gas Turbine Operations Inc | Astoria Gas Turbines | IPP Non-CHP | NY | 41.9 | 34.8 | 44.3 | Natural Gas Fired Combustion Turbine | NG | GT | 1 | 1970 |  |  | (OP) Operating | Queens
13582 | NRG Astoria Gas Turbine Operations Inc | Astoria Gas Turbines | IPP Non-CHP | NY | 41.9 | 34.5 | 44.3 | Natural Gas Fired Combustion Turbine | NG | GT | 1 | 1970 |  |  | (OP) Operating | Queens
13582 | NRG Astoria Gas Turbine Operations Inc | Astoria Gas Turbines | IPP Non-CHP | NY | 41.9 | 36 | 45.1 | Natural Gas Fired Combustion Turbine | NG | GT | 1 | 1970 |  |  | (OP) Operating | Queens
13582 | NRG Astoria Gas Turbine Operations Inc | Astoria Gas Turbines | IPP Non-CHP | NY | 41.9 | 34.7 | 45.6 | Natural Gas Fired Combustion Turbine | NG | GT | 1 | 1970 |  |  | (OP) Operating | Queens
13582 | NRG Astoria Gas Turbine Operations Inc | Astoria Gas Turbines | IPP Non-CHP | NY | 41.9 | 33.9 | 44.8 | Natural Gas Fired Combustion Turbine | NG | GT | 1 | 1970 |  |  | (OP) Operating | Queens
13582 | NRG Astoria Gas Turbine Operations Inc | Astoria Gas Turbines | IPP Non-CHP | NY | 41.9 | 34.6 | 44.9 | Natural Gas Fired Combustion Turbine | NG | GT | 1 | 1970 |  |  | (OP) Operating | Queens
13582 | NRG Astoria Gas Turbine Operations Inc | Astoria Gas Turbines | IPP Non-CHP | NY | 41.9 | 33 | 45.1 | Natural Gas Fired Combustion Turbine | NG | GT | 1 | 1970 |  |  | (OP) Operating | Queens
22979 | Astoria Energy LLC | Astoria Energy | IPP Non-CHP | NY | 170 | 156 | 170 | Natural Gas Fired Combined Cycle | NG | CT | 5 | 2006 |  |  | (OP) Operating | Queens
22979 | Astoria Energy LLC | Astoria Energy | IPP Non-CHP | NY | 170 | 156 | 170 | Natural Gas Fired Combined Cycle | NG | CT | 5 | 2006 |  |  | (OP) Operating | Queens
22979 | Astoria Energy LLC | Astoria Energy | IPP Non-CHP | NY | 255 | 228 | 266 | Natural Gas Fired Combined Cycle | NG | CA | 5 | 2006 |  |  | (OP) Operating | Queens
32173 | New Athens Generating Company LLC | Athens Generating Plant | IPP Non-CHP | NY | 300 | 225.8 | 272 | Natural Gas Fired Combined Cycle | NG | CT | 4 | 2004 |  |  | (OP) Operating | Greene
32173 | New Athens Generating Company LLC | Athens Generating Plant | IPP Non-CHP | NY | 300 | 223.1 | 275.5 | Natural Gas Fired Combined Cycle | NG | CT | 5 | 2004 |  |  | (OP) Operating | Greene
32173 | New Athens Generating Company LLC | Athens Generating Plant | IPP Non-CHP | NY | 300 | 224.2 | 266.8 | Natural Gas Fired Combined Cycle | NG | CT | 4 | 2003 |  |  | (OP) Operating | Greene
32173 | New Athens Generating Company LLC | Athens Generating Plant | IPP Non-CHP | NY | 141 | 107.7 | 129.9 | Natural Gas Fired Combined Cycle | NG | CA | 1 | 2004 |  |  | (OP) Operating | Greene
32173 | New Athens Generating Company LLC | Athens Generating Plant | IPP Non-CHP | NY | 141 | 106.4 | 131.4 | Natural Gas Fired Combined Cycle | NG | CA | 1 | 2004 |  |  | (OP) Operating | Greene
32173 | New Athens Generating Company LLC | Athens Generating Plant | IPP Non-CHP | NY | 141 | 106.9 | 127.3 | Natural Gas Fired Combined Cycle | NG | CA | 1 | 2004 |  |  | (OP) Operating | Greene
20323 | Wellhead Services Inc | Binghamton Cogen | IPP CHP | NY | 47.7 | 42 | 47 | Natural Gas Fired Combustion Turbine | NG | GT | 6 | 1992 |  |  | (OP) Operating | Broome
1268 | Bayswater Peaking Facility LLC | Bayswater Peaking Facility LLC | IPP Non-CHP | NY | 60.5 | 53.9 | 56.1 | Natural Gas Fired Combustion Turbine | NG | GT | 6 | 2002 |  |  | (OP) Operating | Queens
12758 | Model City Energy LLC | Model City Energy Facility | IPP Non-CHP | NY | 0.8 | 0.8 | 0.8 | Landfill Gas | LFG | IC | 6 | 2001 |  |  | (OP) Operating | Niagara
12758 | Model City Energy LLC | Model City Energy Facility | IPP Non-CHP | NY | 0.8 | 0.8 | 0.8 | Landfill Gas | LFG | IC | 6 | 2001 |  |  | (OP) Operating | Niagara
12758 | Model City Energy LLC | Model City Energy Facility | IPP Non-CHP | NY | 0.8 | 0.8 | 0.8 | Landfill Gas | LFG | IC | 6 | 2001 |  |  | (OP) Operating | Niagara
12758 | Model City Energy LLC | Model City Energy Facility | IPP Non-CHP | NY | 0.8 | 0.8 | 0.8 | Landfill Gas | LFG | IC | 6 | 2001 |  |  | (OP) Operating | Niagara
12758 | Model City Energy LLC | Model City Energy Facility | IPP Non-CHP | NY | 0.8 | 0.8 | 0.8 | Landfill Gas | LFG | IC | 6 | 2001 |  |  | (OP) Operating | Niagara
12758 | Model City Energy LLC | Model City Energy Facility | IPP Non-CHP | NY | 0.8 | 0.8 | 0.8 | Landfill Gas | LFG | IC | 6 | 2001 |  |  | (OP) Operating | Niagara
12758 | Model City Energy LLC | Model City Energy Facility | IPP Non-CHP | NY | 0.8 | 0.8 | 0.8 | Landfill Gas | LFG | IC | 6 | 2001 |  |  | (OP) Operating | Niagara
49880 | Madison Windpower LLC | Madison Windpower LLC | IPP Non-CHP | NY | 11.5 | 11.5 | 11.5 | Onshore Wind Turbine | WND | WT | 10 | 2000 |  |  | (OP) Operating | Madison
56852 | Edgewood Energy LLC | Edgewood Energy LLC | IPP Non-CHP | NY | 50 | 42.5 | 47 | Natural Gas Fired Combustion Turbine | NG | GT | 7 | 2002 |  |  | (OP) Operating | Suffolk
56852 | Edgewood Energy LLC | Edgewood Energy LLC | IPP Non-CHP | NY | 50 | 42.5 | 47 | Natural Gas Fired Combustion Turbine | NG | GT | 7 | 2002 |  |  | (OP) Operating | Suffolk
56853 | Shoreham Energy LLC | Shoreham Energy LLC | IPP Non-CHP | NY | 50 | 42.5 | 47 | Petroleum Liquids | DFO | GT | 7 | 2002 |  |  | (OP) Operating | Suffolk
56853 | Shoreham Energy LLC | Shoreham Energy LLC | IPP Non-CHP | NY | 50 | 42.5 | 47 | Petroleum Liquids | DFO | GT | 7 | 2002 |  |  | (OP) Operating | Suffolk
34688 | CHI Energy Inc | Fenner Wind | IPP Non-CHP | NY | 30 | 30 | 30 | Onshore Wind Turbine | WND | WT | 10 | 2001 |  |  | (OP) Operating | Madison
7308 | Hawkeye Energy Greenport LLC | Hawkeye Energy Greenport LLC | IPP Non-CHP | NY | 54 | 53.5 | 56.1 | Petroleum Liquids | KER | GT | 7 | 2003 | 7 | 2018 | (OP) Operating | Suffolk
49845 | Equus Power I, L.P., | Equus Freeport Power | IPP Non-CHP | NY | 60 | 47.9 | 49.2 | Natural Gas Fired Combustion Turbine | NG | GT | 6 | 2004 |  |  | (OP) Operating | Nassau
49845 | Equus Power I, L.P., | Equus Freeport Power | IPP Non-CHP | NY | 60 | 48.1 | 49.7 | Natural Gas Fired Combustion Turbine | NG | GT | 6 | 2004 |  |  | (OP) Operating | Nassau
49786 | Jamaica Bay Peaking Facility, LLC | Jamaica Bay Peaking | IPP Non-CHP | NY | 60.5 | 54.3 | 54.2 | Petroleum Liquids | KER | GT | 7 | 2003 |  |  | (OP) Operating | Queens
49837 | Pinelawn Power LLC | Pinelawn Power LLC | IPP Non-CHP | NY | 50 | 47 | 47 | Natural Gas Fired Combined Cycle | NG | CT | 7 | 2005 |  |  | (OP) Operating | Suffolk
49837 | Pinelawn Power LLC | Pinelawn Power LLC | IPP Non-CHP | NY | 32 | 27.5 | 30.1 | Natural Gas Fired Combined Cycle | NG | CA | 10 | 2005 |  |  | (OP) Operating | Suffolk
15296 | New York Power Authority | 500MW CC | Electric Utility | NY | 188 | 161.7 | 176.7 | Natural Gas Fired Combined Cycle | NG | CA | 12 | 2005 |  |  | (OP) Operating | Queens
15296 | New York Power Authority | 500MW CC | Electric Utility | NY | 170 | 146.2 | 159.8 | Natural Gas Fired Combined Cycle | NG | CT | 12 | 2005 |  |  | (OP) Operating | Queens
15296 | New York Power Authority | 500MW CC | Electric Utility | NY | 170 | 146.2 | 159.8 | Natural Gas Fired Combined Cycle | NG | CT | 12 | 2005 |  |  | (OP) Operating | Queens
49950 | Caithness Long Island, LLC | Caithness Long Island Energy Center | IPP Non-CHP | NY | 196.2 | 179.9 | 232.9 | Natural Gas Fired Combined Cycle | NG | CT | 8 | 2009 |  |  | (OP) Operating | Suffolk
49950 | Caithness Long Island, LLC | Caithness Long Island Energy Center | IPP Non-CHP | NY | 152.7 | 137 | 153 | Natural Gas Fired Combined Cycle | NG | CA | 8 | 2009 |  |  | (OP) Operating | Suffolk
17283 | Seneca Energy II | Ontario LFGTE | IPP Non-CHP | NY | 0.8 | 0.8 | 0.8 | Landfill Gas | LFG | IC | 11 | 2003 |  |  | (OP) Operating | Ontario
17283 | Seneca Energy II | Ontario LFGTE | IPP Non-CHP | NY | 1.6 | 1.6 | 1.6 | Landfill Gas | LFG | IC | 3 | 2013 |  |  | (OP) Operating | Ontario
17283 | Seneca Energy II | Ontario LFGTE | IPP Non-CHP | NY | 1.6 | 1.6 | 1.6 | Landfill Gas | LFG | IC | 3 | 2013 |  |  | (OP) Operating | Ontario
17283 | Seneca Energy II | Ontario LFGTE | IPP Non-CHP | NY | 0.8 | 0.8 | 0.8 | Landfill Gas | LFG | IC | 11 | 2003 |  |  | (OP) Operating | Ontario
17283 | Seneca Energy II | Ontario LFGTE | IPP Non-CHP | NY | 0.8 | 0.8 | 0.8 | Landfill Gas | LFG | IC | 11 | 2003 |  |  | (OP) Operating | Ontario
17283 | Seneca Energy II | Ontario LFGTE | IPP Non-CHP | NY | 0.8 | 0.8 | 0.8 | Landfill Gas | LFG | IC | 11 | 2003 |  |  | (OP) Operating | Ontario
17283 | Seneca Energy II | Ontario LFGTE | IPP Non-CHP | NY | 0.8 | 0.8 | 0.8 | Landfill Gas | LFG | IC | 5 | 2005 |  |  | (OP) Operating | Ontario
17283 | Seneca Energy II | Ontario LFGTE | IPP Non-CHP | NY | 0.8 | 0.8 | 0.8 | Landfill Gas | LFG | IC | 5 | 2005 |  |  | (OP) Operating | Ontario
17283 | Seneca Energy II | Ontario LFGTE | IPP Non-CHP | NY | 0.8 | 0.8 | 0.8 | Landfill Gas | LFG | IC | 5 | 2005 |  |  | (OP) Operating | Ontario
17283 | Seneca Energy II | Ontario LFGTE | IPP Non-CHP | NY | 0.8 | 0.8 | 0.8 | Landfill Gas | LFG | IC | 11 | 2010 |  |  | (OP) Operating | Ontario
17283 | Seneca Energy II | Ontario LFGTE | IPP Non-CHP | NY | 1.6 | 1.6 | 1.6 | Landfill Gas | LFG | IC | 3 | 2013 |  |  | (OP) Operating | Ontario
56480 | Empire Generating Co LLC | Empire Generating Co LLC | IPP CHP | NY | 179 | 155 | 190 | Natural Gas Fired Combined Cycle | NG | CT | 9 | 2010 |  |  | (OP) Operating | Rensselaer
56480 | Empire Generating Co LLC | Empire Generating Co LLC | IPP CHP | NY | 179 | 155 | 190 | Natural Gas Fired Combined Cycle | NG | CT | 9 | 2010 |  |  | (OP) Operating | Rensselaer
56480 | Empire Generating Co LLC | Empire Generating Co LLC | IPP CHP | NY | 295.7 | 270 | 295.7 | Natural Gas Fired Combined Cycle | NG | CA | 9 | 2010 |  |  | (OP) Operating | Rensselaer
54684 | Flat Rock Windpower, LLC | Maple Ridge Wind Farm | IPP Non-CHP | NY | 137 | 137 | 137 | Onshore Wind Turbine | WND | WT | 12 | 2005 |  |  | (OP) Operating | Lewis
54684 | Flat Rock Windpower, LLC | Maple Ridge Wind Farm | IPP Non-CHP | NY | 61 | 61 | 61 | Onshore Wind Turbine | WND | WT | 1 | 2006 |  |  | (OP) Operating | Lewis
54684 | Flat Rock Windpower, LLC | Maple Ridge Wind Farm | IPP Non-CHP | NY | 33 | 33 | 33 | Onshore Wind Turbine | WND | WT | 6 | 2006 |  |  | (OP) Operating | Lewis
54684 | Flat Rock Windpower, LLC | Maple Ridge Wind Farm | IPP Non-CHP | NY | 91 | 91 | 91 | Onshore Wind Turbine | WND | WT | 12 | 2006 |  |  | (OP) Operating | Lewis
50158 | Innovative Energy Systems Inc | Modern Innovative Energy LLC | IPP Non-CHP | NY | 1.6 | 1.6 | 1.6 | Landfill Gas | LFG | IC | 2 | 2006 |  |  | (OP) Operating | Niagara
50158 | Innovative Energy Systems Inc | Modern Innovative Energy LLC | IPP Non-CHP | NY | 1.6 | 1.6 | 1.6 | Landfill Gas | LFG | IC | 2 | 2006 |  |  | (OP) Operating | Niagara
50158 | Innovative Energy Systems Inc | Colonie LFGTE Facility | IPP Non-CHP | NY | 1.6 | 1.6 | 1.6 | Landfill Gas | LFG | IC | 2 | 2006 |  |  | (OP) Operating | Albany
50158 | Innovative Energy Systems Inc | Colonie LFGTE Facility | IPP Non-CHP | NY | 1.6 | 1.6 | 1.6 | Landfill Gas | LFG | IC | 2 | 2006 |  |  | (OP) Operating | Albany
50158 | Innovative Energy Systems Inc | Colonie LFGTE Facility | IPP Non-CHP | NY | 1.6 | 1.6 | 1.6 | Landfill Gas | LFG | IC | 2 | 2006 |  |  | (OP) Operating | Albany
50158 | Innovative Energy Systems Inc | Colonie LFGTE Facility | IPP Non-CHP | NY | 1.6 | 1.6 | 1.6 | Landfill Gas | LFG | IC | 6 | 2016 |  |  | (OP) Operating | Albany
54842 | WM Renewable Energy LLC | Chaffee Gas Recovery | IPP Non-CHP | NY | 0.8 | 0.8 | 0.8 | Landfill Gas | LFG | IC | 8 | 2007 |  |  | (OP) Operating | Erie
54842 | WM Renewable Energy LLC | Chaffee Gas Recovery | IPP Non-CHP | NY | 0.8 | 0.8 | 0.8 | Landfill Gas | LFG | IC | 8 | 2007 |  |  | (OP) Operating | Erie
54842 | WM Renewable Energy LLC | Chaffee Gas Recovery | IPP Non-CHP | NY | 0.8 | 0.8 | 0.8 | Landfill Gas | LFG | IC | 8 | 2007 |  |  | (OP) Operating | Erie
54842 | WM Renewable Energy LLC | Chaffee Gas Recovery | IPP Non-CHP | NY | 0.8 | 0.8 | 0.8 | Landfill Gas | LFG | IC | 8 | 2007 |  |  | (OP) Operating | Erie
54842 | WM Renewable Energy LLC | Chaffee Gas Recovery | IPP Non-CHP | NY | 0.8 | 0.8 | 0.8 | Landfill Gas | LFG | IC | 8 | 2007 |  |  | (OP) Operating | Erie
54842 | WM Renewable Energy LLC | Chaffee Gas Recovery | IPP Non-CHP | NY | 0.8 | 0.8 | 0.8 | Landfill Gas | LFG | IC | 8 | 2007 |  |  | (OP) Operating | Erie
54842 | WM Renewable Energy LLC | Chaffee Gas Recovery | IPP Non-CHP | NY | 0.8 | 0.8 | 0.8 | Landfill Gas | LFG | IC | 10 | 2009 |  |  | (OP) Operating | Erie
54842 | WM Renewable Energy LLC | Chaffee Gas Recovery | IPP Non-CHP | NY | 0.8 | 0.8 | 0.8 | Landfill Gas | LFG | IC | 10 | 2009 |  |  | (OP) Operating | Erie
59155 | First Wind O&M, LLC | Steel Winds Wind Farm | IPP Non-CHP | NY | 20 | 20 | 20 | Onshore Wind Turbine | WND | WT | 6 | 2007 |  |  | (OP) Operating | Erie
56215 | E ON Climate Renewables N America LLC | Munnsville Wind Farm LLC | IPP Non-CHP | NY | 34.5 | 34.5 | 34.5 | Onshore Wind Turbine | WND | WT | 10 | 2007 |  |  | (OP) Operating | Madison
55868 | Noble Wind Operations LLC | Noble Clinton Windpark LLC | IPP Non-CHP | NY | 100.5 | 100.5 | 100.5 | Onshore Wind Turbine | WND | WT | 5 | 2008 |  |  | (OP) Operating | Clinton
55868 | Noble Wind Operations LLC | Noble Ellenburg Windpark LLC | IPP Non-CHP | NY | 81 | 81 | 81 | Onshore Wind Turbine | WND | WT | 5 | 2008 |  |  | (OP) Operating | Clinton
55868 | Noble Wind Operations LLC | Noble Bliss Windpark LLC | IPP Non-CHP | NY | 100.5 | 100.5 | 100.5 | Onshore Wind Turbine | WND | WT | 5 | 2008 |  |  | (OP) Operating | Wyoming
59155 | First Wind O&M, LLC | Dutch Hill Wind Project | IPP Non-CHP | NY | 37.5 | 37.5 | 37.5 | Onshore Wind Turbine | WND | WT | 1 | 2009 |  |  | (OP) Operating | Steuben
59155 | First Wind O&M, LLC | Cohocton Wind Project | IPP Non-CHP | NY | 87.5 | 87.5 | 87.5 | Onshore Wind Turbine | WND | WT | 1 | 2009 |  |  | (OP) Operating | Steuben
55941 | Northbrook Lyons Falls LLC | Lyons Falls Hydroelectric | IPP Non-CHP | NY | 1 | 1 | 1 | Conventional Hydroelectric | WAT | HY | 12 | 1923 |  |  | (OP) Operating | Lewis
55941 | Northbrook Lyons Falls LLC | Lyons Falls Hydroelectric | IPP Non-CHP | NY | 1.2 | 1.2 | 1.2 | Conventional Hydroelectric | WAT | HY | 4 | 1963 |  |  | (OP) Operating | Lewis
55941 | Northbrook Lyons Falls LLC | Lyons Falls Hydroelectric | IPP Non-CHP | NY | 1.2 | 1.2 | 1.2 | Conventional Hydroelectric | WAT | HY | 5 | 1966 |  |  | (OP) Operating | Lewis
55941 | Northbrook Lyons Falls LLC | Lyons Falls Hydroelectric | IPP Non-CHP | NY | 1.2 | 1.2 | 1.2 | Conventional Hydroelectric | WAT | HY | 3 | 1974 |  |  | (OP) Operating | Lewis
55941 | Northbrook Lyons Falls LLC | Lyons Falls Hydroelectric | IPP Non-CHP | NY | 0.9 | 0.9 | 0.9 | Conventional Hydroelectric | WAT | HY | 4 | 1971 |  |  | (OP) Operating | Lewis
55941 | Northbrook Lyons Falls LLC | Gouldtown | IPP Non-CHP | NY | 2 | 2 | 2 | Conventional Hydroelectric | WAT | HY | 8 | 1953 |  |  | (OP) Operating | Lewis
55941 | Northbrook Lyons Falls LLC | Kosterville | IPP Non-CHP | NY | 0.5 | 0.5 | 0.5 | Conventional Hydroelectric | WAT | HY | 5 | 1955 |  |  | (OP) Operating | Lewis
55941 | Northbrook Lyons Falls LLC | Kosterville | IPP Non-CHP | NY | 0.5 | 0.5 | 0.5 | Conventional Hydroelectric | WAT | HY | 10 | 1958 |  |  | (OP) Operating | Lewis
56072 | Marble River, LLC | Marble River Wind Farm | IPP Non-CHP | NY | 215 | 215 | 215 | Onshore Wind Turbine | WND | WT | 11 | 2012 |  |  | (OP) Operating | Clinton
55868 | Noble Wind Operations LLC | Noble Altona Windpark LLC | IPP Non-CHP | NY | 97.5 | 97.5 | 97.5 | Onshore Wind Turbine | WND | WT | 4 | 2009 |  |  | (OP) Operating | Clinton
55868 | Noble Wind Operations LLC | Noble Wethersfield Windpark LLC | IPP Non-CHP | NY | 126 | 126 | 126 | Onshore Wind Turbine | WND | WT | 4 | 2009 |  |  | (OP) Operating | Wyoming
55868 | Noble Wind Operations LLC | Noble Chateaugay Windpark LLC | IPP Non-CHP | NY | 106.5 | 106.5 | 106.5 | Onshore Wind Turbine | WND | WT | 4 | 2009 |  |  | (OP) Operating | Franklin
5914 | Erie Boulevard Hydropower LP | Brookfield Power Glen Falls Hydro | Industrial Non-CHP | NY | 2.4 | 2.3 | 2.4 | Conventional Hydroelectric | WAT | HY | 1 | 1944 |  |  | (OP) Operating | Warren
5914 | Erie Boulevard Hydropower LP | Brookfield Power Glen Falls Hydro | Industrial Non-CHP | NY | 2 | 1.9 | 2 | Conventional Hydroelectric | WAT | HY | 1 | 1957 |  |  | (OP) Operating | Warren
5914 | Erie Boulevard Hydropower LP | Brookfield Power Glen Falls Hydro | Industrial Non-CHP | NY | 2.2 | 2.1 | 2.2 | Conventional Hydroelectric | WAT | HY | 1 | 1980 |  |  | (OP) Operating | Warren
5914 | Erie Boulevard Hydropower LP | Brookfield Power Glen Falls Hydro | Industrial Non-CHP | NY | 2.4 | 2.3 | 2.4 | Conventional Hydroelectric | WAT | HY | 1 | 1980 |  |  | (OP) Operating | Warren
5914 | Erie Boulevard Hydropower LP | Brookfield Power Glen Falls Hydro | Industrial Non-CHP | NY | 2.8 | 2.7 | 2.8 | Conventional Hydroelectric | WAT | HY | 1 | 1965 |  |  | (OP) Operating | Warren
49893 | Invenergy Services LLC | High Sheldon Wind Farm | IPP Non-CHP | NY | 112 | 112 | 112 | Onshore Wind Turbine | WND | WT | 2 | 2009 |  |  | (OP) Operating | Wyoming
50158 | Innovative Energy Systems Inc | DANC LFGTE Facility | IPP Non-CHP | NY | 1.6 | 1.6 | 1.6 | Landfill Gas | LFG | IC | 10 | 2008 |  |  | (OP) Operating | Jefferson
50158 | Innovative Energy Systems Inc | DANC LFGTE Facility | IPP Non-CHP | NY | 1.6 | 1.6 | 1.6 | Landfill Gas | LFG | IC | 10 | 2008 |  |  | (OP) Operating | Jefferson
50158 | Innovative Energy Systems Inc | DANC LFGTE Facility | IPP Non-CHP | NY | 1.6 | 1.6 | 1.6 | Landfill Gas | LFG | IC | 10 | 2008 |  |  | (OP) Operating | Jefferson
50158 | Innovative Energy Systems Inc | DANC LFGTE Facility | IPP Non-CHP | NY | 1.6 | 1.6 | 1.6 | Landfill Gas | LFG | IC | 4 | 2012 |  |  | (OP) Operating | Jefferson
56983 | Gibson County Generation LLC | Clinton LFGTE Facility | IPP Non-CHP | NY | 1.6 | 1.6 | 1.6 | Landfill Gas | LFG | IC | 10 | 2008 |  |  | (OP) Operating | Clinton
56983 | Gibson County Generation LLC | Clinton LFGTE Facility | IPP Non-CHP | NY | 1.6 | 1.6 | 1.6 | Landfill Gas | LFG | IC | 10 | 2008 |  |  | (OP) Operating | Clinton
56983 | Gibson County Generation LLC | Clinton LFGTE Facility | IPP Non-CHP | NY | 1.6 | 1.6 | 1.6 | Landfill Gas | LFG | IC | 10 | 2008 |  |  | (OP) Operating | Clinton
56983 | Gibson County Generation LLC | Clinton LFGTE Facility | IPP Non-CHP | NY | 1.6 | 1.6 | 1.6 | Landfill Gas | LFG | IC | 8 | 2009 |  |  | (OP) Operating | Clinton
50158 | Innovative Energy Systems Inc | Hyland LFGTE Facility | IPP Non-CHP | NY | 1.6 | 1.6 | 1.6 | Landfill Gas | LFG | IC | 8 | 2008 |  |  | (OP) Operating | Allegany
50158 | Innovative Energy Systems Inc | Hyland LFGTE Facility | IPP Non-CHP | NY | 1.6 | 1.6 | 1.6 | Landfill Gas | LFG | IC | 8 | 2008 |  |  | (OP) Operating | Allegany
50158 | Innovative Energy Systems Inc | Hyland LFGTE Facility | IPP Non-CHP | NY | 1.6 | 1.6 | 1.6 | Landfill Gas | LFG | IC | 8 | 2008 |  |  | (OP) Operating | Allegany
50158 | Innovative Energy Systems Inc | Fulton LFGTE Facility | IPP Non-CHP | NY | 1.6 | 1.6 | 1.6 | Landfill Gas | LFG | IC | 6 | 2010 |  |  | (OP) Operating | Fulton
50158 | Innovative Energy Systems Inc | Fulton LFGTE Facility | IPP Non-CHP | NY | 1.6 | 1.6 | 1.6 | Landfill Gas | LFG | IC | 6 | 2010 |  |  | (OP) Operating | Fulton
54842 | WM Renewable Energy LLC | Waste Management Madison County LFGTE | IPP Non-CHP | NY | 1.6 | 1.6 | 1.6 | Landfill Gas | LFG | IC | 6 | 2009 |  |  | (OP) Operating | Madison
59155 | First Wind O&M, LLC | Steel Winds II | IPP Non-CHP | NY | 15 | 15 | 15 | Onshore Wind Turbine | WND | WT | 1 | 2012 |  |  | (OP) Operating | Erie
50158 | Innovative Energy Systems Inc | Chautauqua LFGTE Facility | IPP Non-CHP | NY | 1.6 | 1.6 | 1.6 | Landfill Gas | LFG | IC | 2 | 2010 |  |  | (OP) Operating | Chautauqua
50158 | Innovative Energy Systems Inc | Chautauqua LFGTE Facility | IPP Non-CHP | NY | 1.6 | 1.6 | 1.6 | Landfill Gas | LFG | IC | 2 | 2010 |  |  | (OP) Operating | Chautauqua
50158 | Innovative Energy Systems Inc | Chautauqua LFGTE Facility | IPP Non-CHP | NY | 1.6 | 1.6 | 1.6 | Landfill Gas | LFG | IC | 2 | 2010 |  |  | (OP) Operating | Chautauqua
50158 | Innovative Energy Systems Inc | Chautauqua LFGTE Facility | IPP Non-CHP | NY | 1.6 | 1.6 | 1.6 | Landfill Gas | LFG | IC | 2 | 2010 |  |  | (OP) Operating | Chautauqua
50158 | Innovative Energy Systems Inc | Chautauqua LFGTE Facility | IPP Non-CHP | NY | 1.6 | 1.6 | 1.6 | Landfill Gas | LFG | IC | 7 | 2011 |  |  | (OP) Operating | Chautauqua
50158 | Innovative Energy Systems Inc | Chautauqua LFGTE Facility | IPP Non-CHP | NY | 1.6 | 1.6 | 1.6 | Landfill Gas | LFG | IC | 7 | 2011 |  |  | (OP) Operating | Chautauqua
15399 | Avangrid Renewables LLC | Hardscrabble Wind Power LLC | IPP Non-CHP | NY | 74 | 74 | 74 | Onshore Wind Turbine | WND | WT | 1 | 2011 |  |  | (OP) Operating | Herkimer
54842 | WM Renewable Energy LLC | Oneida Herkimer | IPP Non-CHP | NY | 1.6 | 1.6 | 1.6 | Landfill Gas | LFG | IC | 4 | 2012 |  |  | (OP) Operating | Oneida
54842 | WM Renewable Energy LLC | Oneida Herkimer | IPP Non-CHP | NY | 1.6 | 1.6 | 1.6 | Landfill Gas | LFG | IC | 5 | 2013 |  |  | (OP) Operating | Oneida
56924 | Long Island Solar Farm LLC | Long Island Solar Farm LLC | IPP Non-CHP | NY | 31.5 | 31.5 | 31.5 | Solar Photovoltaic | SUN | PV | 12 | 2011 |  |  | (OP) Operating | Suffolk
4180 | Connecticut Mun Elec Engy Coop | Fishers Island 1 | Electric Utility | NY | 2.6 | 2.5 | 2.5 | Petroleum Liquids | DFO | IC | 12 | 2010 |  |  | (OP) Operating | Suffolk
56977 | Zotos International | Zotos International WPGF | Industrial Non-CHP | NY | 1.7 | 1.7 | 1.7 | Onshore Wind Turbine | WND | WT | 1 | 2012 |  |  | (OP) Operating | Ontario
56977 | Zotos International | Zotos International WPGF | Industrial Non-CHP | NY | 1.7 | 1.7 | 1.7 | Onshore Wind Turbine | WND | WT | 1 | 2012 |  |  | (OP) Operating | Ontario
56991 | Astoria Energy II LLC | Astoria Energy II | IPP Non-CHP | NY | 200 | 156 | 188 | Natural Gas Fired Combined Cycle | NG | CT | 7 | 2011 |  |  | (OP) Operating | Queens
56991 | Astoria Energy II LLC | Astoria Energy II | IPP Non-CHP | NY | 200 | 156 | 188 | Natural Gas Fired Combined Cycle | NG | CT | 7 | 2011 |  |  | (OP) Operating | Queens
56991 | Astoria Energy II LLC | Astoria Energy II | IPP Non-CHP | NY | 250 | 228 | 236 | Natural Gas Fired Combined Cycle | NG | CA | 7 | 2011 |  |  | (OP) Operating | Queens
57031 | Beacon Power LLC | Stephentown Spindle | IPP Non-CHP | NY | 20 | 20 | 20 | Flywheels | MWH | FW | 1 | 2011 |  |  | (OP) Operating | Rensselaer
57106 | Peak Power 1, LLC | Peak Power 1 Cogen | Commercial CHP | NY | 2.1 | 2 | 2 | Natural Gas Internal Combustion Engine | NG | IC | 7 | 2010 |  |  | (OP) Operating | New York
57106 | Peak Power 1, LLC | Peak Power 1 Cogen | Commercial CHP | NY | 2.1 | 2 | 2 | Natural Gas Internal Combustion Engine | NG | IC | 7 | 2010 |  |  | (OP) Operating | New York
57106 | Peak Power 1, LLC | Peak Power 1 Cogen | Commercial CHP | NY | 2.1 | 2 | 2 | Natural Gas Internal Combustion Engine | NG | IC | 7 | 2010 |  |  | (OP) Operating | New York
57120 | OBP Cogen LLC | OBP Cogen | Commercial CHP | NY | 4.6 | 4.6 | 4.6 | Natural Gas Fired Combustion Turbine | NG | GT | 6 | 2010 |  |  | (OP) Operating | New York
58672 | Everpower Wind Holdings Inc | Howard Wind Farm | IPP Non-CHP | NY | 55.4 | 51.3 | 51.3 | Onshore Wind Turbine | WND | WT | 12 | 2011 |  |  | (OP) Operating | Steuben
58672 | Everpower Wind Holdings Inc | Howard Wind Farm | IPP Non-CHP | NY | 4.1 | 4.1 | 4.1 | Onshore Wind Turbine | WND | WT | 12 | 2012 |  |  | (OP) Operating | Steuben
49893 | Invenergy Services LLC | Stony Creek Wind Farm NY | IPP Non-CHP | NY | 94.4 | 94.4 | 94.4 | Onshore Wind Turbine | WND | WT | 11 | 2013 |  |  | (OP) Operating | Wyoming
58110 | SUNY Old Westbury College | SUNY Old Westbury College | Commercial Non-CHP | NY | 1.8 | 1.8 | 1.8 | Natural Gas Internal Combustion Engine | NG | IC | 10 | 2007 |  |  | (OP) Operating | Nassau
58107 | University of Rochester | University of Rochester | Commercial CHP | NY | 18.2 | 17 | 17 | Natural Gas Steam Turbine | NG | ST | 10 | 2005 |  |  | (OP) Operating | Monroe
58107 | University of Rochester | University of Rochester | Commercial CHP | NY | 7.2 | 7.2 | 7.2 | Natural Gas Steam Turbine | NG | ST | 10 | 2005 |  |  | (OP) Operating | Monroe
58136 | William Floyd School District | William Floyd School District | Commercial CHP | NY | 1.3 | 1.3 | 1.3 | Natural Gas Internal Combustion Engine | NG | IC | 2 | 2004 |  |  | (OP) Operating | Suffolk
58136 | William Floyd School District | William Floyd School District | Commercial CHP | NY | 1.3 | 1.3 | 1.3 | Natural Gas Internal Combustion Engine | NG | IC | 2 | 2004 |  |  | (OP) Operating | Suffolk
58154 | Hudson Valley Community College | HVCC Cogen Plant | Commercial CHP | NY | 0.9 | 0.8 | 0.9 | Natural Gas Internal Combustion Engine | NG | IC | 4 | 2004 |  |  | (OP) Operating | Rensselaer
58154 | Hudson Valley Community College | HVCC Cogen Plant | Commercial CHP | NY | 0.9 | 0.8 | 0.9 | Natural Gas Internal Combustion Engine | NG | IC | 4 | 2004 |  |  | (OP) Operating | Rensselaer
58154 | Hudson Valley Community College | HVCC Cogen Plant | Commercial CHP | NY | 1.4 | 1.3 | 1.4 | Natural Gas Internal Combustion Engine | NG | IC | 4 | 2004 |  |  | (OP) Operating | Rensselaer
58154 | Hudson Valley Community College | HVCC Cogen Plant | Commercial CHP | NY | 1.4 | 1.2 | 1.4 | Natural Gas Internal Combustion Engine | NG | IC | 4 | 2004 |  |  | (OP) Operating | Rensselaer
58154 | Hudson Valley Community College | HVCC Cogen Plant | Commercial CHP | NY | 1.4 | 1.3 | 1.4 | Natural Gas Internal Combustion Engine | NG | IC | 8 | 2005 |  |  | (OP) Operating | Rensselaer
58174 | Monroe Newpower Corporation | Monroe Community College Plant | Commercial CHP | NY | 1.6 | 1.6 | 1.6 | Natural Gas Internal Combustion Engine | NG | IC | 8 | 2004 |  |  | (OP) Operating | Monroe
58174 | Monroe Newpower Corporation | Monroe Community College Plant | Commercial CHP | NY | 1.6 | 1.6 | 1.6 | Natural Gas Internal Combustion Engine | NG | IC | 8 | 2004 |  |  | (OP) Operating | Monroe
58174 | Monroe Newpower Corporation | Monroe Community College Plant | Commercial CHP | NY | 1.6 | 1.6 | 1.6 | Natural Gas Internal Combustion Engine | NG | IC | 8 | 2004 |  |  | (OP) Operating | Monroe
58174 | Monroe Newpower Corporation | Monroe Community College Plant | Commercial CHP | NY | 1.6 | 1.6 | 1.6 | Natural Gas Internal Combustion Engine | NG | IC | 8 | 2004 |  |  | (OP) Operating | Monroe
50158 | Innovative Energy Systems Inc | SREC Bath LFGTE | IPP Non-CHP | NY | 1.6 | 1.6 | 1.6 | Landfill Gas | LFG | IC | 11 | 2010 |  |  | (OP) Operating | Steuben
50158 | Innovative Energy Systems Inc | SREC Bath LFGTE | IPP Non-CHP | NY | 1.6 | 1.6 | 1.6 | Landfill Gas | LFG | IC | 11 | 2010 |  |  | (OP) Operating | Steuben
58383 | CH4 Biogas LLC | Synergy Biogas | Commercial Non-CHP | NY | 1.4 | 1.2 | 1.2 | Other Waste Biomass | OBG | IC | 12 | 2011 |  |  | (OP) Operating | Wyoming
58487 | Montefiore Medical Center Moses Division | Montefieor Medical Center Moses Division | Commercial CHP | NY | 5.3 | 4.8 | 4.8 | Natural Gas Fired Combustion Turbine | NG | GT | 1 | 2002 |  |  | (OP) Operating | Bronx
58487 | Montefiore Medical Center Moses Division | Montefieor Medical Center Moses Division | Commercial CHP | NY | 1.6 | 1.2 | 1.2 | Natural Gas Internal Combustion Engine | NG | IC | 1 | 1994 |  |  | (OP) Operating | Bronx
58487 | Montefiore Medical Center Moses Division | Montefieor Medical Center Moses Division | Commercial CHP | NY | 1.6 | 1.2 | 1.2 | Natural Gas Internal Combustion Engine | NG | IC | 1 | 1994 |  |  | (OP) Operating | Bronx
58487 | Montefiore Medical Center Moses Division | Montefieor Medical Center Moses Division | Commercial CHP | NY | 1.6 | 1.2 | 1.2 | Natural Gas Internal Combustion Engine | NG | IC | 1 | 1994 |  |  | (OP) Operating | Bronx
58491 | Constellation Solar Holding, LLC | Owens Corning at Bethlehem | IPP Non-CHP | NY | 2 | 2 | 2 | Solar Photovoltaic | SUN | PV | 10 | 2013 |  |  | (OP) Operating | Albany
57365 | Consolidated Edison Solutions Inc | Port Richmond WWT Solar | IPP Non-CHP | NY | 1 | 1 | 1 | Solar Photovoltaic | SUN | PV | 7 | 2015 |  |  | (OP) Operating | Richmond
5914 | Erie Boulevard Hydropower LP | Oswegatchie | IPP Non-CHP | NY | 0.9 | 0.8 | 0.8 | Conventional Hydroelectric | WAT | HY | 8 | 2002 |  |  | (OP) Operating | St Lawrence
5914 | Erie Boulevard Hydropower LP | Oswegatchie | IPP Non-CHP | NY | 0.9 | 0.8 | 0.8 | Conventional Hydroelectric | WAT | HY | 8 | 2002 |  |  | (OP) Operating | St Lawrence
5914 | Erie Boulevard Hydropower LP | Upper Newton Falls | IPP Non-CHP | NY | 0.6 | 0.6 | 0.5 | Conventional Hydroelectric | WAT | HY | 1 | 1927 |  |  | (OP) Operating | St Lawrence
5914 | Erie Boulevard Hydropower LP | Upper Newton Falls | IPP Non-CHP | NY | 0.6 | 0.6 | 0.5 | Conventional Hydroelectric | WAT | HY | 1 | 1927 |  |  | (OP) Operating | St Lawrence
5914 | Erie Boulevard Hydropower LP | Upper Newton Falls | IPP Non-CHP | NY | 0.3 | 0.2 | 0.2 | Conventional Hydroelectric | WAT | HY | 1 | 1927 |  |  | (OP) Operating | St Lawrence
49893 | Invenergy Services LLC | Marsh Hill Wind Farm | IPP Non-CHP | NY | 16.2 | 16.2 | 16.2 | Onshore Wind Turbine | WND | WT | 11 | 2014 |  |  | (OP) Operating | Steuben
58677 | CD US Solar MT1 LLC | Brentwood Solar | IPP Non-CHP | NY | 1 | 1 | 1 | Solar Photovoltaic | SUN | PV | 11 | 2011 |  |  | (OP) Operating | Suffolk
58677 | CD US Solar MT1 LLC | Deer Park | IPP Non-CHP | NY | 2.5 | 2.5 | 2.5 | Solar Photovoltaic | SUN | PV | 12 | 2012 |  |  | (OP) Operating | Suffolk
58677 | CD US Solar MT1 LLC | Dennison | IPP Non-CHP | NY | 2 | 2 | 2 | Solar Photovoltaic | SUN | PV | 4 | 2011 |  |  | (OP) Operating | Suffolk
58677 | CD US Solar MT1 LLC | North County | IPP Non-CHP | NY | 1 | 1 | 1 | Solar Photovoltaic | SUN | PV | 4 | 2011 |  |  | (OP) Operating | Suffolk
58677 | CD US Solar MT1 LLC | Riverhead | IPP Non-CHP | NY | 1.5 | 1.5 | 1.5 | Solar Photovoltaic | SUN | PV | 4 | 2011 |  |  | (OP) Operating | Suffolk
58677 | CD US Solar MT1 LLC | Cohalan | IPP Non-CHP | NY | 2.5 | 2.5 | 2.5 | Solar Photovoltaic | SUN | PV | 9 | 2012 |  |  | (OP) Operating | Suffolk
58677 | CD US Solar MT1 LLC | Cohalan | IPP Non-CHP | NY | 1.5 | 1.5 | 1.5 | Solar Photovoltaic | SUN | PV | 12 | 2012 |  |  | (OP) Operating | Suffolk
58697 | UTS Project Company HNY-1 LLC | Hilton NY Co Gen Plant | IPP CHP | NY | 1.8 | 1.8 | 1.8 | Natural Gas Internal Combustion Engine | NG | IC | 2 | 2013 |  |  | (OP) Operating | New York
58756 | Albany Engineering Corporation | Stuyvesant Falls | IPP Non-CHP | NY | 3 | 2 | 3 | Conventional Hydroelectric | WAT | HY | 12 | 2012 |  |  | (OP) Operating | Columbia
58756 | Albany Engineering Corporation | Stuyvesant Falls | IPP Non-CHP | NY | 3 | 2 | 3 | Conventional Hydroelectric | WAT | HY | 12 | 2012 |  |  | (OP) Operating | Columbia
58661 | Sustainable Power Group, LLC | Sutter Greeworks LLC | IPP Non-CHP | NY | 5 | 5 | 5 | Solar Photovoltaic | SUN | PV | 10 | 2015 |  |  | (OP) Operating | Suffolk
58661 | Sustainable Power Group, LLC | Sterlington Greenworks LLC | IPP Non-CHP | NY | 1.3 | 1.3 | 1.3 | Solar Photovoltaic | SUN | PV | 10 | 2015 |  |  | (OP) Operating | Suffolk
58661 | Sustainable Power Group, LLC | Leavenworth Greenworks LLC | IPP Non-CHP | NY | 9.5 | 9.5 | 9.5 | Solar Photovoltaic | SUN | PV | 6 | 2016 |  |  | (OP) Operating | Suffolk
59219 | Albany Medical Center | Albany Medical Ctr Cogen Plant | Commercial CHP | NY | 4.6 | 3.5 | 5.3 | Natural Gas Fired Combustion Turbine | NG | GT | 3 | 2013 |  |  | (OP) Operating | Albany
59237 | Ulysses Solar, LLC | Cornell Snyder Road Solar Array | IPP Non-CHP | NY | 1.8 | 1.8 | 1.4 | Solar Photovoltaic | SUN | PV | 11 | 2014 |  |  | (OP) Operating | Tompkins
59356 | SSA Solar of NY LLC | Town of Williamson Landfill PV | Commercial Non-CHP | NY | 1.2 | 1.2 | 1.2 | Solar Photovoltaic | SUN | PV | 12 | 2014 |  |  | (OP) Operating | Wayne
59360 | Clarkson Solar LLC | Clarkson Solar | IPP Non-CHP | NY | 2 | 2 | 2 | Solar Photovoltaic | SUN | PV | 11 | 2014 |  |  | (OP) Operating | St Lawrence
59362 | Jericho Rise Wind Farm LLC | Jericho Rise Wind Farm LLC | IPP Non-CHP | NY | 77.7 | 77.7 | 77.7 | Onshore Wind Turbine | WND | WT | 12 | 2016 |  |  | (OP) Operating | Franklin
59474 | BQ Energy LLC | Steel Sun | IPP Non-CHP | NY | 2 | 2 | 1.7 | Solar Photovoltaic | SUN | PV | 12 | 2016 |  |  | (OP) Operating | Erie
60947 | Tesla Inc. | Millbrook School | IPP Non-CHP | NY | 1.4 | 1.4 | 1.4 | Solar Photovoltaic | SUN | PV | 3 | 2015 |  |  | (OP) Operating | Dutchess
59597 | Broome Energy Resources, LLC | Nanticoke LFG | IPP Non-CHP | NY | 4 | 4 | 4 | Landfill Gas | LFG | IC | 3 | 2006 |  |  | (OP) Operating | Broome
60790 | Clarkstown Solar LLC | Clarkstown Landfill Solar Facility | IPP Non-CHP | NY | 1 | 1 | 1 | Solar Photovoltaic | SUN | PV | 12 | 2014 |  |  | (OP) Operating | Rockland
60790 | Clarkstown Solar LLC | Clarkstown Landfill Solar Facility | IPP Non-CHP | NY | 1 | 1 | 1 | Solar Photovoltaic | SUN | PV | 12 | 2014 |  |  | (OP) Operating | Rockland
60947 | Tesla Inc. | Onondaga County - Metro Water Board | IPP Non-CHP | NY | 1 | 1 | 1 | Solar Photovoltaic | SUN | PV | 2 | 2016 |  |  | (OP) Operating | Onondaga
60947 | Tesla Inc. | Onondaga County - Oak Orchard WWTP | IPP Non-CHP | NY | 2 | 2 | 2 | Solar Photovoltaic | SUN | PV | 11 | 2017 |  |  | (OP) Operating | Onondaga
60947 | Tesla Inc. | Oneida County- DPW | IPP Non-CHP | NY | 1.5 | 1.5 | 1.5 | Solar Photovoltaic | SUN | PV | 10 | 2017 |  |  | (OP) Operating | Oneida
60947 | Tesla Inc. | Town of Halfmoon | IPP Non-CHP | NY | 1 | 1 | 1 | Solar Photovoltaic | SUN | PV | 6 | 2017 |  |  | (OP) Operating | Saratoga
59942 | Argos Solar LLC | Cornell Geneva Solar Farm | IPP Non-CHP | NY | 2 | 2 | 2 | Solar Photovoltaic | SUN | PV | 12 | 2015 |  |  | (OP) Operating | Ontario
60947 | Tesla Inc. | Orange County Solar Farm (NY) | IPP Non-CHP | NY | 1.5 | 1.5 | 1.5 | Solar Photovoltaic | SUN | PV | 5 | 2017 |  |  | (OP) Operating | Orange
60947 | Tesla Inc. | Onondaga County- Jamesville | IPP Non-CHP | NY | 2 | 2 | 2 | Solar Photovoltaic | SUN | PV | 3 | 2018 |  |  | (OP) Operating | Onondaga
60163 | Soltage LLC | Vulcraft Solar | IPP Non-CHP | NY | 1.6 | 1.6 | 1.6 | Solar Photovoltaic | SUN | PV | 11 | 2013 |  |  | (OP) Operating | Chemung
57081 | WGL Energy Systems, Inc | Skidmore College | IPP Non-CHP | NY | 2 | 2 | 2 | Solar Photovoltaic | SUN | PV | 7 | 2014 |  |  | (OP) Operating | Saratoga
60231 | SEC LHNY Solar One, LLC | Tompkins Cortland Community College | IPP Non-CHP | NY | 2 | 2 | 2 | Solar Photovoltaic | SUN | PV | 5 | 2015 |  |  | (OP) Operating | Tompkins
57081 | WGL Energy Systems, Inc | Calverton | IPP Non-CHP | NY | 3.9 | 3.9 | 3.9 | Solar Photovoltaic | SUN | PV | 10 | 2015 |  |  | (OP) Operating | Suffolk
57081 | WGL Energy Systems, Inc | Cummins, Inc | IPP Non-CHP | NY | 2 | 2 | 2 | Solar Photovoltaic | SUN | PV | 6 | 2015 |  |  | (OP) Operating | Chautauqua
57081 | WGL Energy Systems, Inc | Houghton | IPP Non-CHP | NY | 2.6 | 2.6 | 2.6 | Solar Photovoltaic | SUN | PV | 4 | 2015 |  |  | (OP) Operating | Allegany
60239 | Oneida DG Solar, LLC | Oneida - South | IPP Non-CHP | NY | 1.9 | 1.9 | 1.9 | Solar Photovoltaic | SUN | PV | 12 | 2015 |  |  | (OP) Operating | Oneida
60239 | Oneida DG Solar, LLC | Oneida - West | IPP Non-CHP | NY | 1.9 | 1.9 | 1.9 | Solar Photovoltaic | SUN | PV | 12 | 2015 |  |  | (OP) Operating | Oneida
60947 | Tesla Inc. | Onondaga County- Clearwater | IPP Non-CHP | NY | 2 | 2 | 2 | Solar Photovoltaic | SUN | PV | 7 | 2017 |  |  | (OP) Operating | Oswego
60947 | Tesla Inc. | Greene County Meter #1 | IPP Non-CHP | NY | 1.6 | 1.6 | 1.6 | Solar Photovoltaic | SUN | PV | 2 | 2018 |  |  | (OP) Operating | Greene
60250 | DG Bethlehem Solar, LLC | Bethlehem - East | IPP Non-CHP | NY | 1.7 | 1.7 | 1.7 | Solar Photovoltaic | SUN | PV | 3 | 2016 |  |  | (OP) Operating | Albany
60250 | DG Bethlehem Solar, LLC | Bethlehem - West | IPP Non-CHP | NY | 1 | 1 | 1 | Solar Photovoltaic | SUN | PV | 3 | 2016 |  |  | (OP) Operating | Albany
60401 | Tannery Road Solar, LLC | Tannery Road Landfill | Commercial Non-CHP | NY | 2 | 2 | 2 | Solar Photovoltaic | SUN | PV | 8 | 2016 |  |  | (OP) Operating | Oneida
60947 | Tesla Inc. | Sullivan County - Adult Care Solar | IPP Non-CHP | NY | 2 | 2 | 2 | Solar Photovoltaic | SUN | PV | 5 | 2017 |  |  | (OP) Operating | Sullivan
61060 | Cypress Creek Renewables | Jefferson-Lewis BOCES Solar | IPP Non-CHP | NY | 2 | 2 | 2 | Solar Photovoltaic | SUN | PV | 12 | 2017 |  |  | (OP) Operating | Jefferson
60584 | Onyx Asset Services Group | Onyx - Lamphear Road | IPP Non-CHP | NY | 2 | 2 | 2 | Solar Photovoltaic | SUN | PV | 10 | 2016 |  |  | (OP) Operating | Oneida
60643 | Artemis Solar LLC | Musgrave East Solar Farm | IPP Non-CHP | NY | 2 | 2 | 2 | Solar Photovoltaic | SUN | PV | 12 | 2016 |  |  | (OP) Operating | Cayuga
54842 | WM Renewable Energy LLC | Mill Seat Renewable Energy Facility | IPP Non-CHP | NY | 0.8 | 0.8 | 0.8 | Landfill Gas | LFG | IC | 7 | 2007 |  |  | (OP) Operating | Genesee
54842 | WM Renewable Energy LLC | Mill Seat Renewable Energy Facility | IPP Non-CHP | NY | 0.8 | 0.8 | 0.8 | Landfill Gas | LFG | IC | 7 | 2007 |  |  | (OP) Operating | Genesee
54842 | WM Renewable Energy LLC | Mill Seat Renewable Energy Facility | IPP Non-CHP | NY | 0.8 | 0.8 | 0.8 | Landfill Gas | LFG | IC | 7 | 2007 |  |  | (OP) Operating | Genesee
54842 | WM Renewable Energy LLC | Mill Seat Renewable Energy Facility | IPP Non-CHP | NY | 0.8 | 0.8 | 0.8 | Landfill Gas | LFG | IC | 7 | 2007 |  |  | (OP) Operating | Genesee
54842 | WM Renewable Energy LLC | Mill Seat Renewable Energy Facility | IPP Non-CHP | NY | 0.8 | 0.8 | 0.8 | Landfill Gas | LFG | IC | 7 | 2007 |  |  | (OP) Operating | Genesee
54842 | WM Renewable Energy LLC | Mill Seat Renewable Energy Facility | IPP Non-CHP | NY | 0.8 | 0.8 | 0.8 | Landfill Gas | LFG | IC | 7 | 2007 |  |  | (OP) Operating | Genesee
54842 | WM Renewable Energy LLC | Mill Seat Renewable Energy Facility | IPP Non-CHP | NY | 0.8 | 0.8 | 0.8 | Landfill Gas | LFG | IC | 7 | 2007 |  |  | (OP) Operating | Genesee
54842 | WM Renewable Energy LLC | Mill Seat Renewable Energy Facility | IPP Non-CHP | NY | 0.8 | 0.8 | 0.8 | Landfill Gas | LFG | IC | 7 | 2007 |  |  | (OP) Operating | Genesee
60643 | Artemis Solar LLC | Musgrave West Solar Farm | IPP Non-CHP | NY | 2 | 2 | 2 | Solar Photovoltaic | SUN | PV | 12 | 2016 |  |  | (OP) Operating | Cayuga
60669 | Laertes Solar LLC | Harford Solar Farm | IPP Non-CHP | NY | 2 | 2 | 2 | Solar Photovoltaic | SUN | PV | 12 | 2016 |  |  | (OP) Operating | Tompkins
60571 | AEP Onsite Partners | Canandaigua Westbrook Solar Array | IPP Non-CHP | NY | 2 | 1.6 | 1.6 | Solar Photovoltaic | SUN | PV | 3 | 2017 |  |  | (OP) Operating | Ontario
60571 | AEP Onsite Partners | Canandaigua Solar Array | IPP Non-CHP | NY | 2 | 2 | 2 | Solar Photovoltaic | SUN | PV | 12 | 2016 |  |  | (OP) Operating | Ontario
58756 | Albany Engineering Corporation | Green Island Hydroelectric Station | IPP Non-CHP | NY | 1.5 | 1.5 | 1.5 | Conventional Hydroelectric | WAT | HY | 11 | 1922 |  |  | (OP) Operating | Albany
58756 | Albany Engineering Corporation | Green Island Hydroelectric Station | IPP Non-CHP | NY | 1.5 | 1.5 | 1.5 | Conventional Hydroelectric | WAT | HY | 11 | 1922 |  |  | (OP) Operating | Albany
58756 | Albany Engineering Corporation | Green Island Hydroelectric Station | IPP Non-CHP | NY | 1.5 | 1.5 | 1.5 | Conventional Hydroelectric | WAT | HY | 11 | 1922 |  |  | (OP) Operating | Albany
58756 | Albany Engineering Corporation | Green Island Hydroelectric Station | IPP Non-CHP | NY | 1.5 | 1.5 | 1.5 | Conventional Hydroelectric | WAT | HY | 11 | 1922 |  |  | (OP) Operating | Albany
60833 | Finger Lakes Solar I, LLC | Finger Lakes Solar I | IPP Non-CHP | NY | 2 | 1.9 | 0.5 | Solar Photovoltaic | SUN | PV | 11 | 2016 |  |  | (OP) Operating | Ontario
60883 | NY - PRESBYTERIAN HOSPITAL-525 E 68TH ST | NY - Presbyt. Hospital - 525 E 68TH St | Commercial CHP | NY | 7.7 | 7.7 | 7.7 | Natural Gas Fired Combustion Turbine | NG | GT | 5 | 2009 |  |  | (OP) Operating | New York
61012 | AES Distributed Energy | Cedar Creek PV | IPP Non-CHP | NY | 1.8 | 1.8 | 1.8 | Solar Photovoltaic | SUN | PV | 6 | 2017 |  |  | (OP) Operating | Nassau
60571 | AEP Onsite Partners | Letchworth Solar Project | IPP Non-CHP | NY | 1.2 | 1.2 | 1.2 | Solar Photovoltaic | SUN | PV | 6 | 2017 |  |  | (OP) Operating | Wyoming
61050 | The NY Times Production Facility | NY Times Daily Production Facility | Industrial Non-CHP | NY | 2 | 2 | 2 | Petroleum Liquids | DFO | IC | 9 | 2005 |  |  | (OP) Operating | Queens
61050 | The NY Times Production Facility | NY Times Daily Production Facility | Industrial Non-CHP | NY | 2 | 2 | 2 | Petroleum Liquids | DFO | IC | 9 | 2005 |  |  | (OP) Operating | Queens
61050 | The NY Times Production Facility | NY Times Daily Production Facility | Industrial Non-CHP | NY | 2 | 2 | 2 | Petroleum Liquids | DFO | IC | 9 | 2005 |  |  | (OP) Operating | Queens
61050 | The NY Times Production Facility | NY Times Daily Production Facility | Industrial Non-CHP | NY | 2 | 2 | 2 | Petroleum Liquids | DFO | IC | 9 | 2005 |  |  | (OP) Operating | Queens
61050 | The NY Times Production Facility | NY Times Daily Production Facility | Industrial Non-CHP | NY | 2 | 2 | 2 | Petroleum Liquids | DFO | IC | 8 | 2008 |  |  | (OP) Operating | Queens
61050 | The NY Times Production Facility | NY Times Daily Production Facility | Industrial Non-CHP | NY | 2 | 2 | 2 | Petroleum Liquids | DFO | IC | 8 | 2008 |  |  | (OP) Operating | Queens
61093 | SL Babylon, LLC | SL Babylon | IPP Non-CHP | NY | 9 | 9 | 9 | Solar Photovoltaic | SUN | PV | 12 | 2017 |  |  | (OP) Operating | Suffolk
61094 | NYU LANGONE HEALTH | NYU LANGONE HEALTH | Commercial Non-CHP | NY | 7.5 | 7.5 | 7.5 | Natural Gas Fired Combustion Turbine | NG | GT | 6 | 2016 |  |  | (OP) Operating | New York
61012 | AES Distributed Energy | Monroe County Sites A & B | IPP Non-CHP | NY | 1.7 | 1.7 | 1.7 | Solar Photovoltaic | SUN | PV | 12 | 2017 |  |  | (OP) Operating | Monroe
61012 | AES Distributed Energy | Monroe County Sites A & B | IPP Non-CHP | NY | 1.7 | 1.7 | 1.7 | Solar Photovoltaic | SUN | PV | 12 | 2017 |  |  | (OP) Operating | Monroe
61012 | AES Distributed Energy | Monroe County Sites C, D, & E | IPP Non-CHP | NY | 2 | 2 | 2 | Solar Photovoltaic | SUN | PV | 12 | 2017 |  |  | (OP) Operating | Monroe
61012 | AES Distributed Energy | Monroe County Sites C, D, & E | IPP Non-CHP | NY | 2 | 2 | 2 | Solar Photovoltaic | SUN | PV | 12 | 2017 |  |  | (OP) Operating | Monroe
61012 | AES Distributed Energy | Monroe County Sites C, D, & E | IPP Non-CHP | NY | 2 | 2 | 2 | Solar Photovoltaic | SUN | PV | 12 | 2017 |  |  | (OP) Operating | Monroe
60571 | AEP Onsite Partners | Camden CSD Solar Array | IPP Non-CHP | NY | 1.8 | 1.8 | 1.8 | Solar Photovoltaic | SUN | PV | 12 | 2017 |  |  | (OP) Operating | Oneida
61252 | C-S Canal Hydro, LLC | Seneca Falls Hydroelectric Project | IPP Non-CHP | NY | 1.7 | 1.7 | 1.7 | Conventional Hydroelectric | WAT | HY | 1 | 1917 |  |  | (OP) Operating | Seneca
61252 | C-S Canal Hydro, LLC | Seneca Falls Hydroelectric Project | IPP Non-CHP | NY | 1.7 | 1.7 | 1.7 | Conventional Hydroelectric | WAT | HY | 1 | 1917 |  |  | (OP) Operating | Seneca
61252 | C-S Canal Hydro, LLC | Seneca Falls Hydroelectric Project | IPP Non-CHP | NY | 1.7 | 1.7 | 1.7 | Conventional Hydroelectric | WAT | HY | 1 | 1917 |  |  | (OP) Operating | Seneca
61252 | C-S Canal Hydro, LLC | Waterloo Hydroelectric Project | IPP Non-CHP | NY | 0.5 | 0.5 | 0.5 | Conventional Hydroelectric | WAT | HY | 1 | 1915 |  |  | (OP) Operating | Seneca
61252 | C-S Canal Hydro, LLC | Waterloo Hydroelectric Project | IPP Non-CHP | NY | 0.5 | 0.5 | 0.5 | Conventional Hydroelectric | WAT | HY | 1 | 1915 |  |  | (OP) Operating | Seneca
61252 | C-S Canal Hydro, LLC | Waterloo Hydroelectric Project | IPP Non-CHP | NY | 0.5 | 0.5 | 0.5 | Conventional Hydroelectric | WAT | HY | 1 | 1915 |  |  | (OP) Operating | Seneca
61347 | Scotch Settlement | IRE Solar I, LLC | IPP Non-CHP | NY | 1 | 1 | 1 | Solar Photovoltaic | SUN | PV | 12 | 2017 |  |  | (OP) Operating | St Lawrence
60584 | Onyx Asset Services Group | Onyx - Saratoga Springs Landfill Solar | IPP Non-CHP | NY | 2 | 2 | 2 | Solar Photovoltaic | SUN | PV | 11 | 2017 |  |  | (OP) Operating | Saratoga
60571 | AEP Onsite Partners | Madison County | IPP Non-CHP | NY | 1.8 | 1.8 | 1.8 | Solar Photovoltaic | SUN | PV | 8 | 2017 |  |  | (OP) Operating | Madison
61363 | Seneca Nation | Seneca Nation Cattaraugus Wind Turbine | Commercial Non-CHP | NY | 1.5 | 1.5 | 1.5 | Onshore Wind Turbine | WND | WT | 3 | 2017 |  |  | (OP) Operating | Erie
61364 | Lockheed Martin RMS Syracuse | Lockheed Martin RMS Syracuse | Industrial Non-CHP | NY | 1 | 1 | 1 | Batteries | MWH | BA | 8 | 2017 |  |  | (OP) Operating | Onondaga
61391 | Gore Mountain Solar II, LLC | Gore Mountain Solar II | IPP Non-CHP | NY | 2 | 2 | 2 | Solar Photovoltaic | SUN | PV | 9 | 2016 |  |  | (OP) Operating | Washington
61387 | HGS solar I, LLC | HGS Solar I | IPP Non-CHP | NY | 2 | 2 | 2 | Solar Photovoltaic | SUN | PV | 9 | 2016 |  |  | (OP) Operating | Washington
61012 | AES Distributed Energy | City of Rochester Solar | IPP Non-CHP | NY | 1.8 | 1.8 | 1.8 | Solar Photovoltaic | SUN | PV | 12 | 2017 |  |  | (OP) Operating | Monroe
58971 | Danskammer Energy | Danskammer Generating Station | IPP Non-CHP | NY | 2.7 | 2.5 | 2.5 | Petroleum Liquids | DFO | IC | 1 | 1967 |  |  | (SB) Standby/Backup: available for service but not normally used | Orange
58971 | Danskammer Energy | Danskammer Generating Station | IPP Non-CHP | NY | 2.7 | 2.5 | 2.5 | Petroleum Liquids | DFO | IC | 1 | 1967 |  |  | (SB) Standby/Backup: available for service but not normally used | Orange
61130 | Helix Ravenswood, LLC | Ravenswood | IPP Non-CHP | NY | 18.6 | 8.7 | 11.4 | Natural Gas Fired Combustion Turbine | NG | GT | 7 | 1967 |  |  | (SB) Standby/Backup: available for service but not normally used | Queens
61130 | Helix Ravenswood, LLC | Ravenswood | IPP Non-CHP | NY | 25 | 19.2 | 22.2 | Natural Gas Fired Combustion Turbine | NG | GT | 7 | 1969 |  |  | (SB) Standby/Backup: available for service but not normally used | Queens
61130 | Helix Ravenswood, LLC | Ravenswood | IPP Non-CHP | NY | 25 | 17.3 | 23.1 | Natural Gas Fired Combustion Turbine | NG | GT | 6 | 1969 |  |  | (SB) Standby/Backup: available for service but not normally used | Queens
61130 | Helix Ravenswood, LLC | Ravenswood | IPP Non-CHP | NY | 42.9 | 30.6 | 41.7 | Natural Gas Fired Combustion Turbine | NG | GT | 6 | 1969 |  |  | (SB) Standby/Backup: available for service but not normally used | Queens
61130 | Helix Ravenswood, LLC | Ravenswood | IPP Non-CHP | NY | 42.9 | 32 | 41.9 | Natural Gas Fired Combustion Turbine | NG | GT | 6 | 1969 |  |  | (SB) Standby/Backup: available for service but not normally used | Queens
61130 | Helix Ravenswood, LLC | Ravenswood | IPP Non-CHP | NY | 42.9 | 30.7 | 37.3 | Natural Gas Fired Combustion Turbine | NG | GT | 6 | 1969 |  |  | (SB) Standby/Backup: available for service but not normally used | Queens
61130 | Helix Ravenswood, LLC | Ravenswood | IPP Non-CHP | NY | 42.9 | 30.9 | 41.6 | Natural Gas Fired Combustion Turbine | NG | GT | 6 | 1969 |  |  | (SB) Standby/Backup: available for service but not normally used | Queens
61130 | Helix Ravenswood, LLC | Ravenswood | IPP Non-CHP | NY | 42.9 | 30.7 | 40.8 | Natural Gas Fired Combustion Turbine | NG | GT | 6 | 1969 |  |  | (SB) Standby/Backup: available for service but not normally used | Queens
61130 | Helix Ravenswood, LLC | Ravenswood | IPP Non-CHP | NY | 42.9 | 29.7 | 40.3 | Natural Gas Fired Combustion Turbine | NG | GT | 6 | 1969 |  |  | (SB) Standby/Backup: available for service but not normally used | Queens
61130 | Helix Ravenswood, LLC | Ravenswood | IPP Non-CHP | NY | 42.9 | 29.8 | 40.8 | Natural Gas Fired Combustion Turbine | NG | GT | 6 | 1969 |  |  | (SB) Standby/Backup: available for service but not normally used | Queens
16909 | Selkirk Cogen Partners LP | Selkirk Cogen | IPP CHP | NY | 12 |  |  | Natural Gas Fired Combined Cycle | NG | CA | 4 | 1992 |  |  | (SB) Standby/Backup: available for service but not normally used | Albany
24457 | Calpine Eastern Corp | Bethpage Power Plant | IPP Non-CHP | NY | 0.4 | 0.4 | 0.4 | Petroleum Liquids | DFO | IC | 8 | 1989 |  |  | (SB) Standby/Backup: available for service but not normally used | Nassau
21508 | Cornell University | Cornell University Central Heat | Commercial CHP | NY | 1 | 0.9 | 1 | Petroleum Liquids | DFO | IC | 12 | 2009 |  |  | (SB) Standby/Backup: available for service but not normally used | Tompkins
21508 | Cornell University | Cornell University Central Heat | Commercial CHP | NY | 1 | 0.9 | 1 | Petroleum Liquids | DFO | IC | 12 | 2009 |  |  | (SB) Standby/Backup: available for service but not normally used | Tompkins
13487 | New York Zoological Society | Bronx Zoo | Commercial CHP | NY | 0.5 | 0.5 | 0.5 | Natural Gas Internal Combustion Engine | NG | IC | 1 | 1991 |  |  | (SB) Standby/Backup: available for service but not normally used | Bronx
13487 | New York Zoological Society | Bronx Zoo | Commercial CHP | NY | 0.5 | 0.5 | 0.5 | Natural Gas Internal Combustion Engine | NG | IC | 1 | 1991 |  |  | (SB) Standby/Backup: available for service but not normally used | Bronx
18020 | Starrett City Inc | Starrett City Cogen Facility | Commercial CHP | NY | 2 | 2 | 2 | Petroleum Liquids | DFO | IC | 10 | 1974 |  |  | (SB) Standby/Backup: available for service but not normally used | Kings
18020 | Starrett City Inc | Starrett City Cogen Facility | Commercial CHP | NY | 2 | 2 | 2 | Petroleum Liquids | DFO | IC | 10 | 1974 |  |  | (SB) Standby/Backup: available for service but not normally used | Kings
18020 | Starrett City Inc | Starrett City Cogen Facility | Commercial CHP | NY | 2 | 2 | 2 | Petroleum Liquids | DFO | IC | 10 | 1974 |  |  | (SB) Standby/Backup: available for service but not normally used | Kings
54838 | Windsor Machinery Co Inc | Wappinger Falls Hydroelectric | IPP Non-CHP | NY | 1 | 1 | 0.9 | Conventional Hydroelectric | WAT | HY | 12 | 1988 |  |  | (SB) Standby/Backup: available for service but not normally used | Dutchess
15253 | Power City Partners LP | Massena Energy Facility | IPP Non-CHP | NY | 2 | 2 | 2 | Petroleum Liquids | DFO | IC | 7 | 1992 |  |  | (SB) Standby/Backup: available for service but not normally used | St Lawrence
16839 | Seneca Power Partners LP | Batavia Power Plant | IPP Non-CHP | NY | 1.1 | 1 | 1 | Petroleum Liquids | DFO | IC | 9 | 1992 |  |  | (SB) Standby/Backup: available for service but not normally used | Genesee
11329 | NYU Langone Health | NYU Luthern Medical Center | Commercial CHP | NY | 1.5 | 1.5 | 1.5 | Petroleum Liquids | DFO | IC | 1 | 2006 |  |  | (SB) Standby/Backup: available for service but not normally used | Kings
11329 | NYU Langone Health | NYU Luthern Medical Center | Commercial CHP | NY | 1.5 | 1.5 | 1.5 | Petroleum Liquids | DFO | IC | 1 | 2006 |  |  | (SB) Standby/Backup: available for service but not normally used | Kings
13491 | New York University | New York University Central Plant | Commercial CHP | NY | 0.8 | 0.6 | 0.6 | Petroleum Liquids | DFO | IC | 1 | 1984 |  |  | (SB) Standby/Backup: available for service but not normally used | New York
13491 | New York University | New York University Central Plant | Commercial CHP | NY | 0.8 | 0.6 | 0.6 | Petroleum Liquids | DFO | IC | 1 | 1984 |  |  | (SB) Standby/Backup: available for service but not normally used | New York
13491 | New York University | New York University Central Plant | Commercial CHP | NY | 0.8 | 0.6 | 0.6 | Petroleum Liquids | DFO | IC | 1 | 1984 |  |  | (SB) Standby/Backup: available for service but not normally used | New York
13491 | New York University | New York University Central Plant | Commercial CHP | NY | 0.8 | 0.6 | 0.6 | Petroleum Liquids | DFO | IC | 1 | 1984 |  |  | (SB) Standby/Backup: available for service but not normally used | New York
13491 | New York University | New York University Central Plant | Commercial CHP | NY | 0.8 | 0.6 | 0.6 | Petroleum Liquids | DFO | IC | 1 | 1984 |  |  | (SB) Standby/Backup: available for service but not normally used | New York
13491 | New York University | New York University Central Plant | Commercial CHP | NY | 0.8 | 0.6 | 0.6 | Petroleum Liquids | DFO | IC | 1 | 1984 |  |  | (SB) Standby/Backup: available for service but not normally used | New York
13491 | New York University | New York University Central Plant | Commercial CHP | NY | 0.8 | 0.6 | 0.6 | Petroleum Liquids | DFO | IC | 1 | 1984 |  |  | (SB) Standby/Backup: available for service but not normally used | New York
1362 | Bassett Healthcare | Bassett Medical Center | Commercial Non-CHP | NY | 0.8 | 0.8 | 0.8 | Petroleum Liquids | DFO | IC | 7 | 1992 |  |  | (SB) Standby/Backup: available for service but not normally used | Otsego
1362 | Bassett Healthcare | Bassett Medical Center | Commercial Non-CHP | NY | 0.8 | 0.8 | 0.8 | Petroleum Liquids | DFO | IC | 7 | 1992 |  |  | (SB) Standby/Backup: available for service but not normally used | Otsego
1362 | Bassett Healthcare | Bassett Medical Center | Commercial Non-CHP | NY | 0.8 | 0.8 | 0.8 | Petroleum Liquids | DFO | IC | 7 | 1992 |  |  | (SB) Standby/Backup: available for service but not normally used | Otsego
1362 | Bassett Healthcare | Bassett Medical Center | Commercial Non-CHP | NY | 1.6 | 1.6 | 1.6 | Petroleum Liquids | DFO | IC | 5 | 2004 |  |  | (SB) Standby/Backup: available for service but not normally used | Otsego
1362 | Bassett Healthcare | Bassett Medical Center | Commercial Non-CHP | NY | 1.6 | 1.6 | 1.6 | Petroleum Liquids | DFO | IC | 5 | 2006 |  |  | (SB) Standby/Backup: available for service but not normally used | Otsego
34688 | CHI Energy Inc | Wethersfield Wind Farm | IPP Non-CHP | NY | 6.6 | 6.6 | 6.6 | Onshore Wind Turbine | WND | WT | 8 | 2000 |  |  | (SB) Standby/Backup: available for service but not normally used | Wyoming
20238 | Watchtower Bible & Tract Soc-NY | Watchtower Educational Center | Commercial Non-CHP | NY | 0.7 | 0.7 | 0.7 | Natural Gas Internal Combustion Engine | NG | IC | 2 | 1996 |  |  | (SB) Standby/Backup: available for service but not normally used | Putnam
20238 | Watchtower Bible & Tract Soc-NY | Watchtower Educational Center | Commercial Non-CHP | NY | 0.7 | 0.7 | 0.7 | Petroleum Liquids | DFO | IC | 6 | 1993 |  |  | (SB) Standby/Backup: available for service but not normally used | Putnam
20238 | Watchtower Bible & Tract Soc-NY | Watchtower Educational Center | Commercial Non-CHP | NY | 0.7 | 0.7 | 0.7 | Natural Gas Internal Combustion Engine | NG | IC | 2 | 2000 |  |  | (SB) Standby/Backup: available for service but not normally used | Putnam
50158 | Innovative Energy Systems Inc | Modern Innovative Energy LLC | IPP Non-CHP | NY | 1.6 | 1.6 | 1.6 | Landfill Gas | LFG | IC | 2 | 2006 |  |  | (SB) Standby/Backup: available for service but not normally used | Niagara
50158 | Innovative Energy Systems Inc | Modern Innovative Energy LLC | IPP Non-CHP | NY | 1.6 | 1.6 | 1.6 | Landfill Gas | LFG | IC | 2 | 2006 |  |  | (SB) Standby/Backup: available for service but not normally used | Niagara
58133 | Mercy Medical Center | Mercy Medical Center | Commercial Non-CHP | NY | 0.1 | 0.1 | 0.1 | Petroleum Liquids | DFO | IC | 1 | 1959 |  |  | (SB) Standby/Backup: available for service but not normally used | Nassau
58133 | Mercy Medical Center | Mercy Medical Center | Commercial Non-CHP | NY | 0.4 | 0.4 | 0.4 | Petroleum Liquids | DFO | IC | 1 | 1963 |  |  | (SB) Standby/Backup: available for service but not normally used | Nassau
58133 | Mercy Medical Center | Mercy Medical Center | Commercial Non-CHP | NY | 0.7 | 0.7 | 0.7 | Petroleum Liquids | DFO | IC | 1 | 1985 |  |  | (SB) Standby/Backup: available for service but not normally used | Nassau
58133 | Mercy Medical Center | Mercy Medical Center | Commercial Non-CHP | NY | 0.3 | 0.3 | 0.3 | Petroleum Liquids | DFO | IC | 1 | 1977 |  |  | (SB) Standby/Backup: available for service but not normally used | Nassau
58133 | Mercy Medical Center | Mercy Medical Center | Commercial Non-CHP | NY | 0.2 | 0.2 | 0.2 | Petroleum Liquids | DFO | IC | 1 | 1995 |  |  | (SB) Standby/Backup: available for service but not normally used | Nassau
58133 | Mercy Medical Center | Mercy Medical Center | Commercial Non-CHP | NY | 0.3 | 0.3 | 0.3 | Petroleum Liquids | DFO | IC | 1 | 1999 |  |  | (SB) Standby/Backup: available for service but not normally used | Nassau
58133 | Mercy Medical Center | Mercy Medical Center | Commercial Non-CHP | NY | 0.6 | 0.6 | 0.6 | Petroleum Liquids | DFO | IC | 1 | 2004 |  |  | (SB) Standby/Backup: available for service but not normally used | Nassau
58136 | William Floyd School District | William Floyd School District | Commercial CHP | NY | 1.3 | 1.3 | 1.3 | Petroleum Liquids | DFO | IC | 2 | 2004 |  |  | (SB) Standby/Backup: available for service but not normally used | Suffolk
58154 | Hudson Valley Community College | HVCC Cogen Plant | Commercial CHP | NY | 2.1 | 2 | 2.1 | Petroleum Liquids | DFO | IC | 4 | 2004 |  |  | (SB) Standby/Backup: available for service but not normally used | Rensselaer
58487 | Montefiore Medical Center Moses Division | Montefieor Medical Center Moses Division | Commercial CHP | NY | 1 | 1 | 1 | Petroleum Liquids | DFO | IC | 1 | 2007 |  |  | (SB) Standby/Backup: available for service but not normally used | Bronx
58487 | Montefiore Medical Center Moses Division | Montefieor Medical Center Moses Division | Commercial CHP | NY | 0.6 | 0.6 | 0.6 | Petroleum Liquids | DFO | IC | 1 | 1998 |  |  | (SB) Standby/Backup: available for service but not normally used | Bronx
58487 | Montefiore Medical Center Moses Division | Montefieor Medical Center Moses Division | Commercial CHP | NY | 0.6 | 0.6 | 0.6 | Petroleum Liquids | DFO | IC | 1 | 1998 |  |  | (SB) Standby/Backup: available for service but not normally used | Bronx
58487 | Montefiore Medical Center Moses Division | Montefieor Medical Center Moses Division | Commercial CHP | NY | 0.5 | 0.5 | 0.5 | Petroleum Liquids | DFO | IC | 1 | 1998 |  |  | (SB) Standby/Backup: available for service but not normally used | Bronx
58487 | Montefiore Medical Center Moses Division | Montefieor Medical Center Moses Division | Commercial CHP | NY | 0.5 | 0.5 | 0.5 | Petroleum Liquids | DFO | IC | 1 | 1998 |  |  | (SB) Standby/Backup: available for service but not normally used | Bronx
58487 | Montefiore Medical Center Moses Division | Montefieor Medical Center Moses Division | Commercial CHP | NY | 0.3 | 0.3 | 0.3 | Petroleum Liquids | DFO | IC | 1 | 1998 |  |  | (SB) Standby/Backup: available for service but not normally used | Bronx
58487 | Montefiore Medical Center Moses Division | Montefieor Medical Center Moses Division | Commercial CHP | NY | 0.2 | 0.2 | 0.2 | Petroleum Liquids | DFO | IC | 1 | 1998 |  |  | (SB) Standby/Backup: available for service but not normally used | Bronx
58487 | Montefiore Medical Center Moses Division | Montefieor Medical Center Moses Division | Commercial CHP | NY | 0.2 | 0.2 | 0.2 | Petroleum Liquids | DFO | IC | 1 | 1998 |  |  | (SB) Standby/Backup: available for service but not normally used | Bronx
58487 | Montefiore Medical Center Moses Division | Montefieor Medical Center Moses Division | Commercial CHP | NY | 2 | 2 | 2 | Petroleum Liquids | DFO | IC | 1 | 2011 |  |  | (SB) Standby/Backup: available for service but not normally used | Bronx
58487 | Montefiore Medical Center Moses Division | Montefieor Medical Center Moses Division | Commercial CHP | NY | 2 | 2 | 2 | Petroleum Liquids | DFO | IC | 1 | 2011 |  |  | (SB) Standby/Backup: available for service but not normally used | Bronx
60675 | Montefiore-Westchester Square | Montefiore - Westchester Square | Commercial Non-CHP | NY | 1 | 1 | 1 | Petroleum Liquids | DFO | IC | 7 | 1983 |  |  | (SB) Standby/Backup: available for service but not normally used | Bronx
60676 | New York Presbyterian Hospital | New York Presbyterian Hospital-168th St | Commercial Non-CHP | NY | 2 | 2 | 2 | Petroleum Liquids | DFO | IC | 1 | 2003 |  |  | (SB) Standby/Backup: available for service but not normally used | New York
60676 | New York Presbyterian Hospital | New York Presbyterian Hospital-168th St | Commercial Non-CHP | NY | 2 | 2 | 2 | Petroleum Liquids | DFO | IC | 1 | 2003 |  |  | (SB) Standby/Backup: available for service but not normally used | New York
60676 | New York Presbyterian Hospital | New York Presbyterian Hospital-168th St | Commercial Non-CHP | NY | 0.1 | 0.1 | 0.1 | Petroleum Liquids | DFO | IC | 1 | 2000 |  |  | (SB) Standby/Backup: available for service but not normally used | New York
60676 | New York Presbyterian Hospital | New York Presbyterian Hospital-168th St | Commercial Non-CHP | NY | 2 | 2 | 2 | Petroleum Liquids | DFO | IC | 1 | 2000 |  |  | (SB) Standby/Backup: available for service but not normally used | New York
60676 | New York Presbyterian Hospital | New York Presbyterian Hospital-168th St | Commercial Non-CHP | NY | 1.4 | 1.4 | 1.4 | Petroleum Liquids | DFO | IC | 1 | 2000 |  |  | (SB) Standby/Backup: available for service but not normally used | New York
60676 | New York Presbyterian Hospital | New York Presbyterian Hospital-168th St | Commercial Non-CHP | NY | 1.4 | 1.4 | 1.4 | Petroleum Liquids | DFO | IC | 1 | 2000 |  |  | (SB) Standby/Backup: available for service but not normally used | New York
60676 | New York Presbyterian Hospital | New York Presbyterian Hospital-168th St | Commercial Non-CHP | NY | 1.5 | 1.5 | 1.5 | Petroleum Liquids | DFO | IC | 1 | 2008 |  |  | (SB) Standby/Backup: available for service but not normally used | New York
60676 | New York Presbyterian Hospital | New York Presbyterian Hospital-168th St | Commercial Non-CHP | NY | 1.5 | 1.5 | 1.5 | Petroleum Liquids | DFO | IC | 1 | 2008 |  |  | (SB) Standby/Backup: available for service but not normally used | New York
60883 | NY - PRESBYTERIAN HOSPITAL-525 E 68TH ST | NY - Presbyt. Hospital - 525 E 68TH St | Commercial CHP | NY | 2.5 | 2.5 | 2.5 | Petroleum Liquids | DFO | IC | 5 | 2016 |  |  | (SB) Standby/Backup: available for service but not normally used | New York
60883 | NY - PRESBYTERIAN HOSPITAL-525 E 68TH ST | NY - Presbyt. Hospital - 525 E 68TH St | Commercial CHP | NY | 2.5 | 2.5 | 2.5 | Petroleum Liquids | DFO | IC | 5 | 2016 |  |  | (SB) Standby/Backup: available for service but not normally used | New York
60883 | NY - PRESBYTERIAN HOSPITAL-525 E 68TH ST | NY - Presbyt. Hospital - 525 E 68TH St | Commercial CHP | NY | 1.4 | 1.4 | 1.4 | Petroleum Liquids | DFO | IC | 4 | 1997 |  |  | (SB) Standby/Backup: available for service but not normally used | New York
60883 | NY - PRESBYTERIAN HOSPITAL-525 E 68TH ST | NY - Presbyt. Hospital - 525 E 68TH St | Commercial CHP | NY | 1.4 | 1.4 | 1.4 | Petroleum Liquids | DFO | IC | 4 | 1997 |  |  | (SB) Standby/Backup: available for service but not normally used | New York
60883 | NY - PRESBYTERIAN HOSPITAL-525 E 68TH ST | NY - Presbyt. Hospital - 525 E 68TH St | Commercial CHP | NY | 1.4 | 1.4 | 1.4 | Petroleum Liquids | DFO | IC | 4 | 1997 |  |  | (SB) Standby/Backup: available for service but not normally used | New York
60883 | NY - PRESBYTERIAN HOSPITAL-525 E 68TH ST | NY - Presbyt. Hospital - 525 E 68TH St | Commercial CHP | NY | 1.5 | 1.5 | 1.5 | Petroleum Liquids | DFO | IC | 12 | 2008 |  |  | (SB) Standby/Backup: available for service but not normally used | New York
61013 | Northern Westchester Hospital | Northern Westchester Hospital | Commercial Non-CHP | NY | 1 | 1 | 1 | Petroleum Liquids | DFO | IC | 12 | 2017 |  |  | (SB) Standby/Backup: available for service but not normally used | Westchester
61013 | Northern Westchester Hospital | Northern Westchester Hospital | Commercial Non-CHP | NY | 1 | 1 | 1 | Petroleum Liquids | DFO | IC | 12 | 2017 |  |  | (SB) Standby/Backup: available for service but not normally used | Westchester
61013 | Northern Westchester Hospital | Northern Westchester Hospital | Commercial Non-CHP | NY | 1 | 1 | 1 | Petroleum Liquids | DFO | IC | 12 | 2017 |  |  | (SB) Standby/Backup: available for service but not normally used | Westchester
61013 | Northern Westchester Hospital | Northern Westchester Hospital | Commercial Non-CHP | NY | 0.8 | 0.8 | 0.8 | Petroleum Liquids | DFO | IC | 6 | 1971 | 12 | 2020 | (SB) Standby/Backup: available for service but not normally used | Westchester
61013 | Northern Westchester Hospital | Northern Westchester Hospital | Commercial Non-CHP | NY | 0.8 | 0.8 | 0.8 | Petroleum Liquids | DFO | IC | 6 | 1971 | 12 | 2020 | (SB) Standby/Backup: available for service but not normally used | Westchester
61013 | Northern Westchester Hospital | Northern Westchester Hospital | Commercial Non-CHP | NY | 1 | 1 | 1 | Natural Gas Internal Combustion Engine | NG | IC | 6 | 1971 |  |  | (SB) Standby/Backup: available for service but not normally used | Westchester
61049 | NYC-HH Coney Island Hospital | NYC-HH - CONEY ISLAND HOSPITAL | Commercial Non-CHP | NY | 1.2 | 1.2 | 1.2 | Petroleum Liquids | DFO | IC | 7 | 1993 |  |  | (SB) Standby/Backup: available for service but not normally used | Kings
61049 | NYC-HH Coney Island Hospital | NYC-HH - CONEY ISLAND HOSPITAL | Commercial Non-CHP | NY | 1.3 | 1.3 | 1.3 | Petroleum Liquids | DFO | IC | 3 | 2005 |  |  | (SB) Standby/Backup: available for service but not normally used | Kings
61049 | NYC-HH Coney Island Hospital | NYC-HH - CONEY ISLAND HOSPITAL | Commercial Non-CHP | NY | 0.3 | 0.3 | 0.3 | Petroleum Liquids | DFO | IC | 2 | 2014 |  |  | (SB) Standby/Backup: available for service but not normally used | Kings
61053 | Mount Sinai Hospital | Mount Sinai Hospital | Commercial Non-CHP | NY | 1 | 1 | 1 | Petroleum Liquids | DFO | IC | 6 | 1970 |  |  | (SB) Standby/Backup: available for service but not normally used | New York
61053 | Mount Sinai Hospital | Mount Sinai Hospital | Commercial Non-CHP | NY | 1 | 1 | 1 | Petroleum Liquids | DFO | IC | 6 | 1970 |  |  | (SB) Standby/Backup: available for service but not normally used | New York
61053 | Mount Sinai Hospital | Mount Sinai Hospital | Commercial Non-CHP | NY | 1 | 1 | 1 | Petroleum Liquids | DFO | IC | 6 | 1970 |  |  | (SB) Standby/Backup: available for service but not normally used | New York
61053 | Mount Sinai Hospital | Mount Sinai Hospital | Commercial Non-CHP | NY | 1 | 1 | 1 | Petroleum Liquids | DFO | IC | 6 | 1970 |  |  | (SB) Standby/Backup: available for service but not normally used | New York
61053 | Mount Sinai Hospital | Mount Sinai Hospital | Commercial Non-CHP | NY | 1.5 | 1.5 | 1.5 | Petroleum Liquids | DFO | IC | 10 | 1997 |  |  | (SB) Standby/Backup: available for service but not normally used | New York
61053 | Mount Sinai Hospital | Mount Sinai Hospital | Commercial Non-CHP | NY | 1.5 | 1.5 | 1.5 | Petroleum Liquids | DFO | IC | 10 | 1997 |  |  | (SB) Standby/Backup: available for service but not normally used | New York
61053 | Mount Sinai Hospital | Mount Sinai Hospital | Commercial Non-CHP | NY | 0.4 | 0.4 | 0.4 | Petroleum Liquids | DFO | IC | 6 | 2007 |  |  | (SB) Standby/Backup: available for service but not normally used | New York
61053 | Mount Sinai Hospital | Mount Sinai Hospital | Commercial Non-CHP | NY | 1.5 | 1.5 | 1.5 | Natural Gas Internal Combustion Engine | NG | IC | 6 | 1996 |  |  | (SB) Standby/Backup: available for service but not normally used | New York
61053 | Mount Sinai Hospital | Mount Sinai Hospital | Commercial Non-CHP | NY | 1.5 | 1.5 | 1.5 | Natural Gas Internal Combustion Engine | NG | IC | 6 | 1996 |  |  | (SB) Standby/Backup: available for service but not normally used | New York
61053 | Mount Sinai Hospital | Mount Sinai Hospital | Commercial Non-CHP | NY | 0.6 | 0.6 | 0.6 | Petroleum Liquids | DFO | IC | 5 | 2014 |  |  | (SB) Standby/Backup: available for service but not normally used | New York
61053 | Mount Sinai Hospital | Mount Sinai Hospital | Commercial Non-CHP | NY | 0.9 | 0.9 | 0.9 | Petroleum Liquids | DFO | IC | 6 | 1988 |  |  | (SB) Standby/Backup: available for service but not normally used | New York
61053 | Mount Sinai Hospital | Mount Sinai Hospital | Commercial Non-CHP | NY | 0.9 | 0.9 | 0.9 | Petroleum Liquids | DFO | IC | 6 | 1998 |  |  | (SB) Standby/Backup: available for service but not normally used | New York
61053 | Mount Sinai Hospital | Mount Sinai Hospital | Commercial Non-CHP | NY | 0.9 | 0.9 | 0.9 | Petroleum Liquids | DFO | IC | 5 | 2011 |  |  | (SB) Standby/Backup: available for service but not normally used | New York
61053 | Mount Sinai Hospital | Mount Sinai Hospital | Commercial Non-CHP | NY | 2.5 | 2.5 | 2.5 | Petroleum Liquids | DFO | IC | 6 | 2012 |  |  | (SB) Standby/Backup: available for service but not normally used | New York
61053 | Mount Sinai Hospital | Mount Sinai Hospital | Commercial Non-CHP | NY | 2.5 | 2.5 | 2.5 | Petroleum Liquids | DFO | IC | 6 | 2012 |  |  | (SB) Standby/Backup: available for service but not normally used | New York
61094 | NYU LANGONE HEALTH | NYU LANGONE HEALTH | Commercial Non-CHP | NY | 2.7 | 2.7 | 2.7 | Petroleum Liquids | DFO | IC | 6 | 2016 |  |  | (SB) Standby/Backup: available for service but not normally used | New York
61094 | NYU LANGONE HEALTH | NYU LANGONE HEALTH | Commercial Non-CHP | NY | 2.7 | 2.7 | 2.7 | Petroleum Liquids | DFO | IC | 6 | 2016 |  |  | (SB) Standby/Backup: available for service but not normally used | New York
61094 | NYU LANGONE HEALTH | NYU LANGONE HEALTH | Commercial Non-CHP | NY | 1 | 1 | 1 | Petroleum Liquids | DFO | IC | 1 | 2006 |  |  | (SB) Standby/Backup: available for service but not normally used | New York
61094 | NYU LANGONE HEALTH | NYU LANGONE HEALTH | Commercial Non-CHP | NY | 1.3 | 1.3 | 1.3 | Petroleum Liquids | DFO | IC | 10 | 1992 |  |  | (SB) Standby/Backup: available for service but not normally used | New York
61094 | NYU LANGONE HEALTH | NYU LANGONE HEALTH | Commercial Non-CHP | NY | 1.4 | 1.4 | 1.4 | Petroleum Liquids | DFO | IC | 9 | 2006 |  |  | (SB) Standby/Backup: available for service but not normally used | New York
61094 | NYU LANGONE HEALTH | NYU LANGONE HEALTH | Commercial Non-CHP | NY | 1.4 | 1.4 | 1.4 | Petroleum Liquids | DFO | IC | 9 | 2006 |  |  | (SB) Standby/Backup: available for service but not normally used | New York
61152 | Good Samaritan Hospital | Good Samaritan Hospital | Commercial Non-CHP | NY | 1 | 1 | 1 | Petroleum Liquids | DFO | IC | 1 | 1980 |  |  | (SB) Standby/Backup: available for service but not normally used | Rockland
61152 | Good Samaritan Hospital | Good Samaritan Hospital | Commercial Non-CHP | NY | 0.7 | 0.7 | 0.7 | Petroleum Liquids | DFO | IC | 1 | 2012 |  |  | (SB) Standby/Backup: available for service but not normally used | Rockland
61152 | Good Samaritan Hospital | Good Samaritan Hospital | Commercial Non-CHP | NY | 0.2 | 0.2 | 0.2 | Natural Gas Internal Combustion Engine | NG | IC | 1 | 2012 |  |  | (SB) Standby/Backup: available for service but not normally used | Rockland
61162 | Woodhull Hospital | Woodhull Hospital | Commercial Non-CHP | NY | 1.5 | 1.5 | 1.5 | Petroleum Liquids | DFO | IC | 1 | 1972 |  |  | (SB) Standby/Backup: available for service but not normally used | Kings
61162 | Woodhull Hospital | Woodhull Hospital | Commercial Non-CHP | NY | 1.5 | 1.5 | 1.5 | Petroleum Liquids | DFO | IC | 1 | 1972 |  |  | (SB) Standby/Backup: available for service but not normally used | Kings
61162 | Woodhull Hospital | Woodhull Hospital | Commercial Non-CHP | NY | 2 | 2 | 2 | Petroleum Liquids | DFO | IC | 1 | 2001 |  |  | (SB) Standby/Backup: available for service but not normally used | Kings
61162 | Woodhull Hospital | Woodhull Hospital | Commercial Non-CHP | NY | 2 | 2 | 2 | Petroleum Liquids | DFO | IC | 1 | 2001 |  |  | (SB) Standby/Backup: available for service but not normally used | Kings
61162 | Woodhull Hospital | Woodhull Hospital | Commercial Non-CHP | NY | 1 | 1 | 1 | Petroleum Liquids | DFO | IC | 1 | 2001 |  |  | (SB) Standby/Backup: available for service but not normally used | Kings
61164 | The Allen Hospital | The Allen Hospital | Commercial Non-CHP | NY | 1 | 1 | 1 | Petroleum Liquids | DFO | IC | 1 | 2009 |  |  | (SB) Standby/Backup: available for service but not normally used | New York
61165 | Mount Sinai Beth Israel | Mount Sinai Beth Israel | Commercial Non-CHP | NY | 0.2 | 0.2 | 0.2 | Petroleum Liquids | DFO | IC | 1 | 1988 |  |  | (SB) Standby/Backup: available for service but not normally used | New York
61165 | Mount Sinai Beth Israel | Mount Sinai Beth Israel | Commercial Non-CHP | NY | 0.3 | 0.3 | 0.3 | Petroleum Liquids | DFO | IC | 1 | 1988 |  |  | (SB) Standby/Backup: available for service but not normally used | New York
61165 | Mount Sinai Beth Israel | Mount Sinai Beth Israel | Commercial Non-CHP | NY | 1 | 1 | 1 | Petroleum Liquids | DFO | IC | 1 | 1988 |  |  | (SB) Standby/Backup: available for service but not normally used | New York
61165 | Mount Sinai Beth Israel | Mount Sinai Beth Israel | Commercial Non-CHP | NY | 0.3 | 0.3 | 0.3 | Petroleum Liquids | DFO | IC | 1 | 1988 |  |  | (SB) Standby/Backup: available for service but not normally used | New York
61165 | Mount Sinai Beth Israel | Mount Sinai Beth Israel | Commercial Non-CHP | NY | 0.2 | 0.2 | 0.2 | Petroleum Liquids | DFO | IC | 1 | 1988 |  |  | (SB) Standby/Backup: available for service but not normally used | New York
61165 | Mount Sinai Beth Israel | Mount Sinai Beth Israel | Commercial Non-CHP | NY | 0.3 | 0.3 | 0.3 | Petroleum Liquids | DFO | IC | 1 | 1988 |  |  | (SB) Standby/Backup: available for service but not normally used | New York

## RIonly
Entity ID | Entity Name | Plant Name | Sector | Plant State | Nameplate Capacity (MW) | Net Summer Capacity (MW) | Net Winter Capacity (MW) | Technology | Energy Source Code | Prime Mover Code | Operating Month | Operating Year | Planned Retirement Month | Planned Retirement Year | Status | County
1857 | Block Island Power Co | Block Island | Electric Utility | RI | 1.2 | 1.2 | 1.2 | Petroleum Liquids | DFO | IC | 7 | 2001 |  |  | (OA) Out of service but expected to return to service in next calendar year | Washington
18000 | State of Rhode Island | Central Power Plant | Commercial CHP | RI | 2 | 2 | 2 | Petroleum Liquids | DFO | ST | 8 | 1958 |  |  | (OA) Out of service but expected to return to service in next calendar year | Providence
50018 | Dominion Energy New England, LLC | Manchester Street | IPP Non-CHP | RI | 125 | 110.1 | 115.6 | Natural Gas Fired Combined Cycle | NG | CT | 11 | 1995 |  |  | (OP) Operating | Providence
50018 | Dominion Energy New England, LLC | Manchester Street | IPP Non-CHP | RI | 125 | 110.2 | 115.6 | Natural Gas Fired Combined Cycle | NG | CT | 9 | 1995 |  |  | (OP) Operating | Providence
50018 | Dominion Energy New England, LLC | Manchester Street | IPP Non-CHP | RI | 48 | 46.9 | 54.4 | Natural Gas Fired Combined Cycle | NG | CA | 11 | 1995 |  |  | (OP) Operating | Providence
50018 | Dominion Energy New England, LLC | Manchester Street | IPP Non-CHP | RI | 46 | 46.8 | 54.4 | Natural Gas Fired Combined Cycle | NG | CA | 9 | 1995 |  |  | (OP) Operating | Providence
50018 | Dominion Energy New England, LLC | Manchester Street | IPP Non-CHP | RI | 125 | 107.1 | 115.6 | Natural Gas Fired Combined Cycle | NG | CT | 11 | 1995 |  |  | (OP) Operating | Providence
50018 | Dominion Energy New England, LLC | Manchester Street | IPP Non-CHP | RI | 46 | 46.9 | 54.5 | Natural Gas Fired Combined Cycle | NG | CA | 11 | 1995 |  |  | (OP) Operating | Providence
1857 | Block Island Power Co | Block Island | Electric Utility | RI | 1.6 | 1.6 | 1.6 | Petroleum Liquids | DFO | IC | 4 | 2002 |  |  | (OP) Operating | Washington
1857 | Block Island Power Co | Block Island | Electric Utility | RI | 1.8 | 1.8 | 1.8 | Petroleum Liquids | DFO | IC | 3 | 2006 |  |  | (OP) Operating | Washington
56844 | Blackstone Hydro Inc. | Blackstone/Tupperware | IPP Non-CHP | RI | 0.4 | 0.4 | 0.4 | Conventional Hydroelectric | WAT | HY | 1 | 1981 |  |  | (OP) Operating | Providence
56844 | Blackstone Hydro Inc. | Blackstone/Tupperware | IPP Non-CHP | RI | 0.4 | 0.4 | 0.4 | Conventional Hydroelectric | WAT | HY | 1 | 1981 |  |  | (OP) Operating | Providence
56844 | Blackstone Hydro Inc. | Blackstone/Tupperware | IPP Non-CHP | RI | 0.4 | 0.4 | 0.4 | Conventional Hydroelectric | WAT | HY | 1 | 1981 |  |  | (OP) Operating | Providence
56844 | Blackstone Hydro Inc. | Blackstone/Tupperware | IPP Non-CHP | RI | 0.4 | 0.4 | 0.4 | Conventional Hydroelectric | WAT | HY | 1 | 1981 |  |  | (OP) Operating | Providence
56889 | Rhode Island LFG Genco | Ridgewood Providence Power | IPP Non-CHP | RI | 1.6 | 1.5 | 1.5 | Landfill Gas | LFG | IC | 8 | 2005 |  |  | (OP) Operating | Providence
56889 | Rhode Island LFG Genco | Ridgewood Providence Power | IPP Non-CHP | RI | 1.6 | 1.5 | 1.5 | Landfill Gas | LFG | IC | 8 | 2005 |  |  | (OP) Operating | Providence
56889 | Rhode Island LFG Genco | Ridgewood Providence Power | IPP Non-CHP | RI | 1.6 | 1.5 | 1.5 | Landfill Gas | LFG | IC | 8 | 2005 |  |  | (OP) Operating | Providence
56889 | Rhode Island LFG Genco | Ridgewood Providence Power | IPP Non-CHP | RI | 1.6 | 1.5 | 1.5 | Landfill Gas | LFG | IC | 8 | 2005 |  |  | (OP) Operating | Providence
18000 | State of Rhode Island | Central Power Plant | Commercial CHP | RI | 3 | 2.8 | 3.8 | Petroleum Liquids | DFO | GT | 1 | 2004 |  |  | (OP) Operating | Providence
18000 | State of Rhode Island | Central Power Plant | Commercial CHP | RI | 3 | 2.8 | 3.8 | Petroleum Liquids | DFO | GT | 1 | 2004 |  |  | (OP) Operating | Providence
18000 | State of Rhode Island | Central Power Plant | Commercial CHP | RI | 2 | 2 | 2 | Natural Gas Internal Combustion Engine | NG | IC | 4 | 2015 |  |  | (OP) Operating | Providence
27769 | Ocean State Power Co | Ocean State Power | IPP Non-CHP | RI | 82.8 | 71.2 | 77.8 | Natural Gas Fired Combined Cycle | NG | CT | 12 | 1990 |  |  | (OP) Operating | Providence
27769 | Ocean State Power Co | Ocean State Power | IPP Non-CHP | RI | 82.8 | 71.2 | 77.8 | Natural Gas Fired Combined Cycle | NG | CT | 12 | 1990 |  |  | (OP) Operating | Providence
27769 | Ocean State Power Co | Ocean State Power | IPP Non-CHP | RI | 88.6 | 76.2 | 83.3 | Natural Gas Fired Combined Cycle | NG | CA | 12 | 1990 |  |  | (OP) Operating | Providence
16001 | Rhode Island Hospital | Rhode Island Hospital | Commercial CHP | RI | 1.7 | 1.7 | 1.7 | Natural Gas Steam Turbine | NG | ST | 10 | 1974 |  |  | (OP) Operating | Providence
16001 | Rhode Island Hospital | Rhode Island Hospital | Commercial CHP | RI | 1.7 | 1.7 | 1.7 | Natural Gas Steam Turbine | NG | ST | 10 | 1974 |  |  | (OP) Operating | Providence
16001 | Rhode Island Hospital | Rhode Island Hospital | Commercial CHP | RI | 3.5 | 3.5 | 3.5 | Natural Gas Steam Turbine | NG | ST | 12 | 1993 |  |  | (OP) Operating | Providence
16001 | Rhode Island Hospital | Rhode Island Hospital | Commercial CHP | RI | 3.5 | 3.5 | 3.5 | Natural Gas Steam Turbine | NG | ST | 9 | 1993 |  |  | (OP) Operating | Providence
14584 | Pawtucket Power Associates LP | Pawtucket Power Associates | IPP Non-CHP | RI | 41.8 | 33 | 42 | Natural Gas Fired Combined Cycle | NG | CT | 12 | 1990 |  |  | (OP) Operating | Providence
14584 | Pawtucket Power Associates LP | Pawtucket Power Associates | IPP Non-CHP | RI | 27 | 27 | 27 | Natural Gas Fired Combined Cycle | NG | CA | 12 | 1990 |  |  | (OP) Operating | Providence
27770 | Ocean State Power II | Ocean State Power II | IPP Non-CHP | RI | 82.8 | 71.2 | 77.8 | Natural Gas Fired Combined Cycle | NG | CT | 10 | 1991 |  |  | (OP) Operating | Providence
27770 | Ocean State Power II | Ocean State Power II | IPP Non-CHP | RI | 82.8 | 71.2 | 77.8 | Natural Gas Fired Combined Cycle | NG | CT | 10 | 1991 |  |  | (OP) Operating | Providence
27770 | Ocean State Power II | Ocean State Power II | IPP Non-CHP | RI | 88.6 | 76.2 | 83.3 | Natural Gas Fired Combined Cycle | NG | CA | 10 | 1991 |  |  | (OP) Operating | Providence
55510 | Tiverton Power LLC | Tiverton Power Plant | IPP Non-CHP | RI | 179.3 | 177.4 | 203.7 | Natural Gas Fired Combined Cycle | NG | CT | 3 | 2000 |  |  | (OP) Operating | Newport
55510 | Tiverton Power LLC | Tiverton Power Plant | IPP Non-CHP | RI | 93.2 | 90.6 | 94.9 | Natural Gas Fired Combined Cycle | NG | CA | 6 | 2000 |  |  | (OP) Operating | Newport
6832 | RISEC Opeating Services | Rhode Island State Energy Center | IPP Non-CHP | RI | 196 | 168 | 199 | Natural Gas Fired Combined Cycle | NG | CT | 10 | 2002 |  |  | (OP) Operating | Providence
6832 | RISEC Opeating Services | Rhode Island State Energy Center | IPP Non-CHP | RI | 196 | 168 | 199 | Natural Gas Fired Combined Cycle | NG | CT | 10 | 2002 |  |  | (OP) Operating | Providence
6832 | RISEC Opeating Services | Rhode Island State Energy Center | IPP Non-CHP | RI | 204 | 218 | 218 | Natural Gas Fired Combined Cycle | NG | CA | 10 | 2002 |  |  | (OP) Operating | Providence
57406 | Deepwater Wind Block Island LLC | Block Island Wind Farm | IPP Non-CHP | RI | 30 | 29.3 | 29.3 | Offshore Wind Turbine | WND | WS | 12 | 2016 |  |  | (OP) Operating | Washington
56769 | Consolidated Edison Development Inc. | West Greenwich Solar | IPP Non-CHP | RI | 1.9 | 1.9 | 1.9 | Solar Photovoltaic | SUN | PV | 5 | 2013 |  |  | (OP) Operating | Kent
58541 | Forbes Street Solar, LLC | Forbes Street Solar | IPP Non-CHP | RI | 3 | 3 | 3 | Solar Photovoltaic | SUN | PV | 12 | 2013 |  |  | (OP) Operating | Providence
58682 | WR-TGC Solar Generation IV LLC | West Davisville Solar | IPP Non-CHP | RI | 2 | 2 | 2 | Solar Photovoltaic | SUN | PV | 12 | 2013 |  |  | (OP) Operating | Washington
56889 | Rhode Island LFG Genco | Johnston LFG Turbine Plant | IPP Non-CHP | RI | 10.5 | 8.9 | 9.9 | Landfill Gas | LFG | CA | 5 | 2013 |  |  | (OP) Operating | Providence
56889 | Rhode Island LFG Genco | Johnston LFG Turbine Plant | IPP Non-CHP | RI | 6 | 5.5 | 6.3 | Landfill Gas | LFG | CT | 5 | 2013 |  |  | (OP) Operating | Providence
56889 | Rhode Island LFG Genco | Johnston LFG Turbine Plant | IPP Non-CHP | RI | 6 | 5.5 | 6.3 | Landfill Gas | LFG | CT | 5 | 2013 |  |  | (OP) Operating | Providence
56889 | Rhode Island LFG Genco | Johnston LFG Turbine Plant | IPP Non-CHP | RI | 6 | 5.5 | 6.3 | Landfill Gas | LFG | CT | 5 | 2013 |  |  | (OP) Operating | Providence
56889 | Rhode Island LFG Genco | Johnston LFG Turbine Plant | IPP Non-CHP | RI | 6 | 5.5 | 6.3 | Landfill Gas | LFG | CT | 5 | 2013 |  |  | (OP) Operating | Providence
59097 | WED NK Green LLC | WED NK Green | IPP Non-CHP | RI | 1.5 | 1.5 | 1.5 | Onshore Wind Turbine | WND | WT | 3 | 2012 |  |  | (OP) Operating | Washington
59105 | WED Coventry One, LLC | WED Coventry 1 | IPP Non-CHP | RI | 1.5 | 1.5 | 1.5 | Onshore Wind Turbine | WND | WT | 10 | 2016 |  |  | (OP) Operating | Kent
59106 | WED Coventry Two, LLC | WED Coventry 2 | IPP Non-CHP | RI | 1.5 | 1.5 | 1.5 | Onshore Wind Turbine | WND | WT | 8 | 2016 |  |  | (OP) Operating | Kent
59106 | WED Coventry Two, LLC | WED Coventry 2 | IPP Non-CHP | RI | 1.5 | 1.5 | 1.5 | Onshore Wind Turbine | WND | WT | 8 | 2016 |  |  | (OP) Operating | Kent
59106 | WED Coventry Two, LLC | WED Coventry 2 | IPP Non-CHP | RI | 1.5 | 1.5 | 1.5 | Onshore Wind Turbine | WND | WT | 8 | 2016 |  |  | (OP) Operating | Kent
59107 | WED Coventry Three, LLC | WED Coventry 3 | IPP Non-CHP | RI | 1.5 | 1.5 | 1.5 | Onshore Wind Turbine | WND | WT | 8 | 2016 |  |  | (OP) Operating | Kent
59108 | WED Coventry Four, LLC | WED Coventry 4 | IPP Non-CHP | RI | 1.5 | 1.5 | 1.5 | Onshore Wind Turbine | WND | WT | 8 | 2016 |  |  | (OP) Operating | Kent
59116 | WED Coventry Five, LLC | WED Coventry 5 | IPP Non-CHP | RI | 1.5 | 1.5 | 1.5 | Onshore Wind Turbine | WND | WT | 3 | 2017 |  |  | (OP) Operating | Kent
59117 | WED Coventry Six, LLC | WED Coventry 6 | IPP Non-CHP | RI | 1.5 | 1.5 | 1.5 | Onshore Wind Turbine | WND | WT | 8 | 2016 |  |  | (OP) Operating | Kent
59117 | WED Coventry Six, LLC | WED Coventry 6 | IPP Non-CHP | RI | 1.5 | 1.5 | 1.5 | Onshore Wind Turbine | WND | WT | 8 | 2016 |  |  | (OP) Operating | Kent
59117 | WED Coventry Six, LLC | WED Coventry 6 | IPP Non-CHP | RI | 1.5 | 1.5 | 1.5 | Onshore Wind Turbine | WND | WT | 8 | 2016 |  |  | (OP) Operating | Kent
59463 | Narragansett Bay Commission | NBC Field's Point Wind Farm | Commercial Non-CHP | RI | 4.5 | 4.5 | 4.5 | Onshore Wind Turbine | WND | WT | 10 | 2012 |  |  | (OP) Operating | Providence
59209 | Half Moon Ventures, LLC | Johnston Solar | IPP Non-CHP | RI | 1 | 1 | 1 | Solar Photovoltaic | SUN | PV | 7 | 2015 |  |  | (OP) Operating | Providence
57081 | WGL Energy Systems, Inc | Brookside | IPP Non-CHP | RI | 1 | 1 | 1 | Solar Photovoltaic | SUN | PV | 11 | 2015 |  |  | (OP) Operating | Providence
60281 | Altus Power America Management, LLC | Little Bay | IPP Non-CHP | RI | 1.3 | 1.3 | 1.3 | Solar Photovoltaic | SUN | PV | 3 | 2014 |  |  | (OP) Operating | Providence
60621 | WED Portsmouth One, LLC | WED Portsmouth One, LLC | IPP Non-CHP | RI | 1.5 | 1.5 | 1.5 | Onshore Wind Turbine | WND | WT | 8 | 2016 |  |  | (OP) Operating | Newport
56769 | Consolidated Edison Development Inc. | CED Foster | IPP Non-CHP | RI | 2 | 2 | 2 | Solar Photovoltaic | SUN | PV | 12 | 2017 |  |  | (OP) Operating | Providence
61216 | WED Kingstown Solar I, LLC | WED Kingstown Solar I, LLC - West | IPP Non-CHP | RI | 1.5 | 1.5 | 1.5 | Solar Photovoltaic | SUN | PV | 12 | 2017 |  |  | (OP) Operating | Washington
61217 | WED Stilson Solar, LLC | WED Stilson Solar | IPP Non-CHP | RI | 2 | 2 | 2 | Solar Photovoltaic | SUN | PV | 12 | 2017 |  |  | (OP) Operating | Washington
61216 | WED Kingstown Solar I, LLC | WED Kingstown Solar I - East Array | IPP Non-CHP | RI | 3 | 3 | 3 | Solar Photovoltaic | SUN | PV | 12 | 2017 |  |  | (OP) Operating | Washington
61249 | Entropy Investment Management, LLC | Orbit Energy RI | IPP Non-CHP | RI | 3.2 | 3.2 | 3.2 | Other Waste Biomass | OBG | IC | 7 | 2017 |  |  | (SB) Standby/Backup: available for service but not normally used | Providence

## VAonly
Entity ID | Entity Name | Plant Name | Sector | Plant State | Nameplate Capacity (MW) | Net Summer Capacity (MW) | Net Winter Capacity (MW) | Technology | Energy Source Code | Prime Mover Code | Operating Month | Operating Year | Planned Retirement Month | Planned Retirement Year | Status | County
4794 | City of Danville - (VA) | Danville New Design Plant | Electric Utility | VA | 1.8 | 1.2 | 1.2 | Petroleum Liquids | DFO | IC | 7 | 2005 |  |  | (OA) Out of service but expected to return to service in next calendar year | Danville City
4794 | City of Danville - (VA) | Danville Kentuck Road Plant | Electric Utility | VA | 1.8 | 1.2 | 1.2 | Petroleum Liquids | DFO | IC | 7 | 2005 |  |  | (OA) Out of service but expected to return to service in next calendar year | Pittsylvania
4794 | City of Danville - (VA) | Danville Westover Plant | Electric Utility | VA | 1.8 | 1.2 | 1.2 | Petroleum Liquids | DFO | IC | 7 | 2005 |  |  | (OA) Out of service but expected to return to service in next calendar year | Danville City
733 | Appalachian Power Co | Buck Hydro | Electric Utility | VA | 2.8 | 3 | 5.3 | Conventional Hydroelectric | WAT | HY | 1 | 1912 |  |  | (OP) Operating | Carroll
733 | Appalachian Power Co | Buck Hydro | Electric Utility | VA | 2.8 | 3 | 5.3 | Conventional Hydroelectric | WAT | HY | 1 | 1912 |  |  | (OP) Operating | Carroll
733 | Appalachian Power Co | Buck Hydro | Electric Utility | VA | 2.8 | 3 | 5.3 | Conventional Hydroelectric | WAT | HY | 1 | 1912 |  |  | (OP) Operating | Carroll
733 | Appalachian Power Co | Byllesby 2 | Electric Utility | VA | 5.4 | 7.9 | 4.4 | Conventional Hydroelectric | WAT | HY | 1 | 1912 |  |  | (OP) Operating | Carroll
733 | Appalachian Power Co | Byllesby 2 | Electric Utility | VA | 5.4 | 7.9 | 4.4 | Conventional Hydroelectric | WAT | HY | 1 | 1912 |  |  | (OP) Operating | Carroll
733 | Appalachian Power Co | Byllesby 2 | Electric Utility | VA | 5.4 | 7.9 | 4.4 | Conventional Hydroelectric | WAT | HY | 1 | 1912 |  |  | (OP) Operating | Carroll
733 | Appalachian Power Co | Byllesby 2 | Electric Utility | VA | 5.4 | 7.9 | 4.4 | Conventional Hydroelectric | WAT | HY | 1 | 1912 |  |  | (OP) Operating | Carroll
733 | Appalachian Power Co | Claytor | Electric Utility | VA | 18.7 | 14.7 | 28.2 | Conventional Hydroelectric | WAT | HY | 8 | 1939 |  |  | (OP) Operating | Pulaski
733 | Appalachian Power Co | Claytor | Electric Utility | VA | 18.7 | 14.7 | 28.2 | Conventional Hydroelectric | WAT | HY | 8 | 1939 |  |  | (OP) Operating | Pulaski
733 | Appalachian Power Co | Claytor | Electric Utility | VA | 18.7 | 14.7 | 28.2 | Conventional Hydroelectric | WAT | HY | 8 | 1939 |  |  | (OP) Operating | Pulaski
733 | Appalachian Power Co | Claytor | Electric Utility | VA | 18.7 | 14.7 | 28.2 | Conventional Hydroelectric | WAT | HY | 8 | 1939 |  |  | (OP) Operating | Pulaski
733 | Appalachian Power Co | Clinch River | Electric Utility | VA | 237.5 | 230 | 235 | Natural Gas Steam Turbine | NG | ST | 9 | 1958 |  |  | (OP) Operating | Russell
733 | Appalachian Power Co | Clinch River | Electric Utility | VA | 237.5 | 230 | 235 | Natural Gas Steam Turbine | NG | ST | 12 | 1958 |  |  | (OP) Operating | Russell
733 | Appalachian Power Co | Leesville | Electric Utility | VA | 20 | 25 | 25 | Conventional Hydroelectric | WAT | HY | 2 | 1964 |  |  | (OP) Operating | Pittsylvania
733 | Appalachian Power Co | Leesville | Electric Utility | VA | 20 | 25 | 25 | Conventional Hydroelectric | WAT | HY | 3 | 1964 |  |  | (OP) Operating | Pittsylvania
733 | Appalachian Power Co | Niagara | Electric Utility | VA | 2.4 | 0.6 | 1.4 | Conventional Hydroelectric | WAT | HY | 6 | 1954 |  |  | (OP) Operating | Roanoke
733 | Appalachian Power Co | Niagara | Electric Utility | VA | 1.2 | 1.2 | 1.2 | Conventional Hydroelectric | WAT | HY | 6 | 1954 |  |  | (OP) Operating | Roanoke
733 | Appalachian Power Co | Reusens | Electric Utility | VA | 2.5 | 2.5 | 2.5 | Conventional Hydroelectric | WAT | HY | 1 | 1903 |  |  | (OP) Operating | Campbell
733 | Appalachian Power Co | Reusens | Electric Utility | VA | 2.5 | 2.5 | 2.5 | Conventional Hydroelectric | WAT | HY | 1 | 1903 |  |  | (OP) Operating | Campbell
733 | Appalachian Power Co | Reusens | Electric Utility | VA | 2.5 | 2.5 | 2.5 | Conventional Hydroelectric | WAT | HY | 1 | 1903 |  |  | (OP) Operating | Campbell
733 | Appalachian Power Co | Reusens | Electric Utility | VA | 2.5 | 2.5 | 2.5 | Conventional Hydroelectric | WAT | HY | 1 | 1903 |  |  | (OP) Operating | Campbell
733 | Appalachian Power Co | Reusens | Electric Utility | VA | 2.5 | 2.5 | 2.5 | Conventional Hydroelectric | WAT | HY | 1 | 1903 |  |  | (OP) Operating | Campbell
733 | Appalachian Power Co | Smith Mountain | Electric Utility | VA | 66 | 66 | 66 | Hydroelectric Pumped Storage | WAT | PS | 12 | 1965 |  |  | (OP) Operating | Pittsylvania
733 | Appalachian Power Co | Smith Mountain | Electric Utility | VA | 150.1 | 174 | 174 | Conventional Hydroelectric | WAT | HY | 12 | 1965 |  |  | (OP) Operating | Pittsylvania
733 | Appalachian Power Co | Smith Mountain | Electric Utility | VA | 115.3 | 106 | 106 | Hydroelectric Pumped Storage | WAT | PS | 6 | 1980 |  |  | (OP) Operating | Pittsylvania
733 | Appalachian Power Co | Smith Mountain | Electric Utility | VA | 150.1 | 174 | 174 | Conventional Hydroelectric | WAT | HY | 2 | 1966 |  |  | (OP) Operating | Pittsylvania
733 | Appalachian Power Co | Smith Mountain | Electric Utility | VA | 66 | 66 | 66 | Hydroelectric Pumped Storage | WAT | PS | 2 | 1966 |  |  | (OP) Operating | Pittsylvania
59927 | PE Hydro Generation, LLC | Luray Hydro Station | IPP Non-CHP | VA | 0.6 | 0.4 | 0.6 | Conventional Hydroelectric | WAT | HY | 1 | 1927 |  |  | (OP) Operating | Page
59927 | PE Hydro Generation, LLC | Luray Hydro Station | IPP Non-CHP | VA | 0.4 | 0.3 | 0.4 | Conventional Hydroelectric | WAT | HY | 1 | 1927 |  |  | (OP) Operating | Page
59927 | PE Hydro Generation, LLC | Luray Hydro Station | IPP Non-CHP | VA | 0.6 | 0.4 | 0.6 | Conventional Hydroelectric | WAT | HY | 1 | 1927 |  |  | (OP) Operating | Page
59927 | PE Hydro Generation, LLC | Newport Hydro Station | IPP Non-CHP | VA | 0.4 | 0.3 | 0.4 | Conventional Hydroelectric | WAT | HY | 1 | 1923 |  |  | (OP) Operating | Page
59927 | PE Hydro Generation, LLC | Newport Hydro Station | IPP Non-CHP | VA | 0.4 | 0.5 | 0.5 | Conventional Hydroelectric | WAT | HY | 1 | 1923 |  |  | (OP) Operating | Page
59927 | PE Hydro Generation, LLC | Newport Hydro Station | IPP Non-CHP | VA | 0.6 | 0.5 | 0.6 | Conventional Hydroelectric | WAT | HY | 1 | 1923 |  |  | (OP) Operating | Page
19876 | Virginia Electric & Power Co | Bremo Bluff | Electric Utility | VA | 69 | 71 | 74 | Natural Gas Steam Turbine | NG | ST | 6 | 1950 |  |  | (OP) Operating | Fluvanna
19876 | Virginia Electric & Power Co | Bremo Bluff | Electric Utility | VA | 185.2 | 156 | 161 | Natural Gas Steam Turbine | NG | ST | 8 | 1958 |  |  | (OP) Operating | Fluvanna
19876 | Virginia Electric & Power Co | Chesterfield | Electric Utility | VA | 112.5 | 97.5 | 101.5 | Conventional Steam Coal | BIT | ST | 12 | 1952 |  |  | (OP) Operating | Chesterfield
19876 | Virginia Electric & Power Co | Chesterfield | Electric Utility | VA | 187.5 | 162.5 | 167.5 | Conventional Steam Coal | BIT | ST | 6 | 1960 |  |  | (OP) Operating | Chesterfield
19876 | Virginia Electric & Power Co | Chesterfield | Electric Utility | VA | 359 | 336 | 342 | Conventional Steam Coal | BIT | ST | 8 | 1964 |  |  | (OP) Operating | Chesterfield
19876 | Virginia Electric & Power Co | Chesterfield | Electric Utility | VA | 693.9 | 670 | 690 | Conventional Steam Coal | BIT | ST | 12 | 1969 |  |  | (OP) Operating | Chesterfield
19876 | Virginia Electric & Power Co | Chesterfield | Electric Utility | VA | 145 | 142 | 166 | Natural Gas Fired Combined Cycle | NG | CT | 6 | 1990 |  |  | (OP) Operating | Chesterfield
19876 | Virginia Electric & Power Co | Chesterfield | Electric Utility | VA | 148 | 140 | 175 | Natural Gas Fired Combined Cycle | NG | CT | 5 | 1992 |  |  | (OP) Operating | Chesterfield
19876 | Virginia Electric & Power Co | Chesterfield | Electric Utility | VA | 74.4 | 55 | 60 | Natural Gas Fired Combined Cycle | NG | CA | 6 | 1990 |  |  | (OP) Operating | Chesterfield
19876 | Virginia Electric & Power Co | Chesterfield | Electric Utility | VA | 79.2 | 60 | 61 | Natural Gas Fired Combined Cycle | NG | CA | 5 | 1992 |  |  | (OP) Operating | Chesterfield
19876 | Virginia Electric & Power Co | Cushaw | Electric Utility | VA | 1.5 | 0.4 | 0.4 | Conventional Hydroelectric | WAT | HY | 1 | 1930 |  |  | (OP) Operating | Amherst
19876 | Virginia Electric & Power Co | Cushaw | Electric Utility | VA | 1.5 | 0.4 | 0.4 | Conventional Hydroelectric | WAT | HY | 1 | 1930 |  |  | (OP) Operating | Amherst
19876 | Virginia Electric & Power Co | Cushaw | Electric Utility | VA | 1.5 | 0.4 | 0.4 | Conventional Hydroelectric | WAT | HY | 1 | 1930 |  |  | (OP) Operating | Amherst
19876 | Virginia Electric & Power Co | Cushaw | Electric Utility | VA | 1.5 | 0.4 | 0.4 | Conventional Hydroelectric | WAT | HY | 1 | 1930 |  |  | (OP) Operating | Amherst
19876 | Virginia Electric & Power Co | Cushaw | Electric Utility | VA | 1.5 | 0.4 | 0.4 | Conventional Hydroelectric | WAT | HY | 1 | 1930 |  |  | (OP) Operating | Amherst
19876 | Virginia Electric & Power Co | Low Moor | Electric Utility | VA | 20.7 | 12 | 17 | Petroleum Liquids | DFO | GT | 7 | 1971 |  |  | (OP) Operating | Alleghany
19876 | Virginia Electric & Power Co | Low Moor | Electric Utility | VA | 20.7 | 12 | 16 | Petroleum Liquids | DFO | GT | 7 | 1971 |  |  | (OP) Operating | Alleghany
19876 | Virginia Electric & Power Co | Low Moor | Electric Utility | VA | 20.7 | 12 | 15 | Petroleum Liquids | DFO | GT | 8 | 1971 |  |  | (OP) Operating | Alleghany
19876 | Virginia Electric & Power Co | Low Moor | Electric Utility | VA | 20.7 | 12 | 17 | Petroleum Liquids | DFO | GT | 8 | 1971 |  |  | (OP) Operating | Alleghany
19876 | Virginia Electric & Power Co | Northern Neck | Electric Utility | VA | 20.7 | 12 | 18 | Petroleum Liquids | DFO | GT | 7 | 1971 |  |  | (OP) Operating | Richmond
19876 | Virginia Electric & Power Co | Northern Neck | Electric Utility | VA | 20.7 | 11 | 17 | Petroleum Liquids | DFO | GT | 8 | 1971 |  |  | (OP) Operating | Richmond
19876 | Virginia Electric & Power Co | Northern Neck | Electric Utility | VA | 20.7 | 12 | 17 | Petroleum Liquids | DFO | GT | 7 | 1971 |  |  | (OP) Operating | Richmond
19876 | Virginia Electric & Power Co | Northern Neck | Electric Utility | VA | 20.7 | 12 | 18 | Petroleum Liquids | DFO | GT | 8 | 1971 |  |  | (OP) Operating | Richmond
19876 | Virginia Electric & Power Co | Chesapeake | Electric Utility | VA | 16.3 | 12 | 16 | Petroleum Liquids | DFO | GT | 7 | 1969 |  |  | (OP) Operating | Chesapeake City
19876 | Virginia Electric & Power Co | Chesapeake | Electric Utility | VA | 18.5 | 15 | 20 | Petroleum Liquids | DFO | GT | 12 | 1967 |  |  | (OP) Operating | Chesapeake City
19876 | Virginia Electric & Power Co | Chesapeake | Electric Utility | VA | 16.3 | 12 | 17 | Petroleum Liquids | DFO | GT | 3 | 1969 |  |  | (OP) Operating | Chesapeake City
19876 | Virginia Electric & Power Co | Chesapeake | Electric Utility | VA | 16.3 | 12 | 16 | Petroleum Liquids | DFO | GT | 5 | 1969 |  |  | (OP) Operating | Chesapeake City
19876 | Virginia Electric & Power Co | Possum Point | Electric Utility | VA | 113.6 | 96 | 100 | Natural Gas Steam Turbine | NG | ST | 6 | 1955 |  |  | (OP) Operating | Prince William
19876 | Virginia Electric & Power Co | Possum Point | Electric Utility | VA | 239.3 | 220 | 225 | Natural Gas Steam Turbine | NG | ST | 4 | 1962 |  |  | (OP) Operating | Prince William
19876 | Virginia Electric & Power Co | Possum Point | Electric Utility | VA | 882 | 786 | 805 | Petroleum Liquids | RFO | ST | 6 | 1975 |  |  | (OP) Operating | Prince William
19876 | Virginia Electric & Power Co | Possum Point | Electric Utility | VA | 174 | 148.5 | 176.5 | Natural Gas Fired Combined Cycle | NG | CT | 7 | 2003 |  |  | (OP) Operating | Prince William
19876 | Virginia Electric & Power Co | Possum Point | Electric Utility | VA | 174 | 148.5 | 176.5 | Natural Gas Fired Combined Cycle | NG | CT | 7 | 2003 |  |  | (OP) Operating | Prince William
19876 | Virginia Electric & Power Co | Possum Point | Electric Utility | VA | 265 | 262 | 262 | Natural Gas Fired Combined Cycle | NG | CA | 7 | 2003 |  |  | (OP) Operating | Prince William
19876 | Virginia Electric & Power Co | Possum Point | Electric Utility | VA | 16 | 12 | 19 | Petroleum Liquids | DFO | GT | 5 | 1968 |  |  | (OP) Operating | Prince William
19876 | Virginia Electric & Power Co | Possum Point | Electric Utility | VA | 16 | 12 | 17 | Petroleum Liquids | DFO | GT | 5 | 1968 |  |  | (OP) Operating | Prince William
19876 | Virginia Electric & Power Co | Possum Point | Electric Utility | VA | 16 | 12 | 16 | Petroleum Liquids | DFO | GT | 5 | 1968 |  |  | (OP) Operating | Prince William
19876 | Virginia Electric & Power Co | Possum Point | Electric Utility | VA | 16 | 12 | 18 | Petroleum Liquids | DFO | GT | 5 | 1968 |  |  | (OP) Operating | Prince William
19876 | Virginia Electric & Power Co | Possum Point | Electric Utility | VA | 16 | 12 | 17 | Petroleum Liquids | DFO | GT | 5 | 1968 |  |  | (OP) Operating | Prince William
19876 | Virginia Electric & Power Co | Possum Point | Electric Utility | VA | 16 | 12 | 19 | Petroleum Liquids | DFO | GT | 5 | 1968 |  |  | (OP) Operating | Prince William
19876 | Virginia Electric & Power Co | Surry | Electric Utility | VA | 847.5 | 838 | 875 | Nuclear | NUC | ST | 12 | 1972 |  |  | (OP) Operating | Surry
19876 | Virginia Electric & Power Co | Surry | Electric Utility | VA | 847.5 | 838 | 875 | Nuclear | NUC | ST | 5 | 1973 |  |  | (OP) Operating | Surry
19876 | Virginia Electric & Power Co | Yorktown | Electric Utility | VA | 187.5 | 159 | 162 | Conventional Steam Coal | BIT | ST | 7 | 1957 | 5 | 2019 | (OP) Operating | York
19876 | Virginia Electric & Power Co | Yorktown | Electric Utility | VA | 187.5 | 164 | 165 | Conventional Steam Coal | BIT | ST | 1 | 1959 | 5 | 2018 | (OP) Operating | York
19876 | Virginia Electric & Power Co | Yorktown | Electric Utility | VA | 882 | 790 | 792 | Petroleum Liquids | RFO | ST | 12 | 1974 |  |  | (OP) Operating | York
1456 | Town of Bedford - (VA) | Snowden | Electric Utility | VA | 2.5 | 2.5 | 2.5 | Conventional Hydroelectric | WAT | HY | 8 | 1987 |  |  | (OP) Operating | Bedford
1456 | Town of Bedford - (VA) | Snowden | Electric Utility | VA | 2.5 | 2.5 | 2.5 | Conventional Hydroelectric | WAT | HY | 8 | 1987 |  |  | (OP) Operating | Bedford
4794 | City of Danville - (VA) | Pinnacles | Electric Utility | VA | 3.7 | 3.5 | 3.5 | Conventional Hydroelectric | WAT | HY | 6 | 1938 |  |  | (OP) Operating | Patrick
4794 | City of Danville - (VA) | Pinnacles | Electric Utility | VA | 3.7 | 3.5 | 3.5 | Conventional Hydroelectric | WAT | HY | 6 | 1938 |  |  | (OP) Operating | Patrick
4794 | City of Danville - (VA) | Pinnacles | Electric Utility | VA | 3.7 | 3.5 | 3.5 | Conventional Hydroelectric | WAT | HY | 6 | 1938 |  |  | (OP) Operating | Patrick
11770 | City of Martinsville - (VA) | Martinsville | Electric Utility | VA | 0.3 | 0.3 | 0.3 | Conventional Hydroelectric | WAT | HY | 5 | 1932 |  |  | (OP) Operating | Henry
11770 | City of Martinsville - (VA) | Martinsville | Electric Utility | VA | 1 | 0.9 | 0.9 | Conventional Hydroelectric | WAT | HY | 5 | 1932 |  |  | (OP) Operating | Henry
18574 | USCE-Wilmington District | John H Kerr | Electric Utility | VA | 13.8 | 13.8 | 13.8 | Conventional Hydroelectric | WAT | HY | 12 | 1952 |  |  | (OP) Operating | Mecklenburg
18574 | USCE-Wilmington District | John H Kerr | Electric Utility | VA | 46.8 | 46.8 | 46.8 | Conventional Hydroelectric | WAT | HY | 11 | 1952 |  |  | (OP) Operating | Mecklenburg
18574 | USCE-Wilmington District | John H Kerr | Electric Utility | VA | 46.8 | 46.8 | 46.8 | Conventional Hydroelectric | WAT | HY | 1 | 1953 |  |  | (OP) Operating | Mecklenburg
18574 | USCE-Wilmington District | John H Kerr | Electric Utility | VA | 46.8 | 46.8 | 46.8 | Conventional Hydroelectric | WAT | HY | 3 | 1953 |  |  | (OP) Operating | Mecklenburg
18574 | USCE-Wilmington District | John H Kerr | Electric Utility | VA | 46.8 | 46.8 | 46.8 | Conventional Hydroelectric | WAT | HY | 9 | 1953 |  |  | (OP) Operating | Mecklenburg
18574 | USCE-Wilmington District | John H Kerr | Electric Utility | VA | 46.8 | 46.8 | 46.8 | Conventional Hydroelectric | WAT | HY | 10 | 1953 |  |  | (OP) Operating | Mecklenburg
18574 | USCE-Wilmington District | John H Kerr | Electric Utility | VA | 46.8 | 46.8 | 46.8 | Conventional Hydroelectric | WAT | HY | 12 | 1953 |  |  | (OP) Operating | Mecklenburg
18574 | USCE-Wilmington District | John H Kerr | Electric Utility | VA | 1.1 | 1 | 1 | Conventional Hydroelectric | WAT | HY | 12 | 2008 |  |  | (OP) Operating | Mecklenburg
18574 | USCE-Wilmington District | John H Kerr | Electric Utility | VA | 1.1 | 1 | 1 | Conventional Hydroelectric | WAT | HY | 8 | 2008 |  |  | (OP) Operating | Mecklenburg
18574 | USCE-Wilmington District | Philpott Lake | Electric Utility | VA | 6.7 | 7.5 | 7.5 | Conventional Hydroelectric | WAT | HY | 8 | 1953 |  |  | (OP) Operating | Henry
18574 | USCE-Wilmington District | Philpott Lake | Electric Utility | VA | 6.7 | 7.5 | 7.5 | Conventional Hydroelectric | WAT | HY | 8 | 1953 |  |  | (OP) Operating | Henry
18574 | USCE-Wilmington District | Philpott Lake | Electric Utility | VA | 0.6 | 0.6 | 0.6 | Conventional Hydroelectric | WAT | HY | 8 | 1953 |  |  | (OP) Operating | Henry
19876 | Virginia Electric & Power Co | Bath County | Electric Utility | VA | 477 | 500 | 500 | Hydroelectric Pumped Storage | WAT | PS | 12 | 1985 |  |  | (OP) Operating | Bath
19876 | Virginia Electric & Power Co | Bath County | Electric Utility | VA | 477 | 500 | 500 | Hydroelectric Pumped Storage | WAT | PS | 12 | 1985 |  |  | (OP) Operating | Bath
19876 | Virginia Electric & Power Co | Bath County | Electric Utility | VA | 477 | 502 | 502 | Hydroelectric Pumped Storage | WAT | PS | 12 | 1985 |  |  | (OP) Operating | Bath
19876 | Virginia Electric & Power Co | Bath County | Electric Utility | VA | 477 | 500 | 500 | Hydroelectric Pumped Storage | WAT | PS | 12 | 1985 |  |  | (OP) Operating | Bath
19876 | Virginia Electric & Power Co | Bath County | Electric Utility | VA | 477 | 501 | 501 | Hydroelectric Pumped Storage | WAT | PS | 12 | 1985 |  |  | (OP) Operating | Bath
19876 | Virginia Electric & Power Co | Bath County | Electric Utility | VA | 477 | 500 | 500 | Hydroelectric Pumped Storage | WAT | PS | 12 | 1985 |  |  | (OP) Operating | Bath
19876 | Virginia Electric & Power Co | North Anna | Electric Utility | VA | 979.7 | 948 | 982 | Nuclear | NUC | ST | 6 | 1978 |  |  | (OP) Operating | Louisa
19876 | Virginia Electric & Power Co | North Anna | Electric Utility | VA | 979.7 | 944 | 976 | Nuclear | NUC | ST | 12 | 1980 |  |  | (OP) Operating | Louisa
19876 | Virginia Electric & Power Co | North Anna | Electric Utility | VA | 1 | 1 | 1 | Conventional Hydroelectric | WAT | HY | 12 | 1987 |  |  | (OP) Operating | Louisa
19876 | Virginia Electric & Power Co | Gravel Neck | Electric Utility | VA | 16.3 | 12 | 15 | Petroleum Liquids | DFO | GT | 8 | 1970 |  |  | (OP) Operating | Surry
19876 | Virginia Electric & Power Co | Gravel Neck | Electric Utility | VA | 23.8 | 16 | 23 | Petroleum Liquids | DFO | GT | 12 | 1970 |  |  | (OP) Operating | Surry
19876 | Virginia Electric & Power Co | Gravel Neck | Electric Utility | VA | 91.9 | 85 | 98 | Natural Gas Fired Combustion Turbine | NG | GT | 10 | 1989 |  |  | (OP) Operating | Surry
19876 | Virginia Electric & Power Co | Gravel Neck | Electric Utility | VA | 91.9 | 85 | 97 | Natural Gas Fired Combustion Turbine | NG | GT | 7 | 1989 |  |  | (OP) Operating | Surry
19876 | Virginia Electric & Power Co | Gravel Neck | Electric Utility | VA | 91.9 | 85 | 98 | Natural Gas Fired Combustion Turbine | NG | GT | 7 | 1989 |  |  | (OP) Operating | Surry
19876 | Virginia Electric & Power Co | Gravel Neck | Electric Utility | VA | 91.9 | 85 | 97 | Natural Gas Fired Combustion Turbine | NG | GT | 11 | 1989 |  |  | (OP) Operating | Surry
19876 | Virginia Electric & Power Co | Darbytown | Electric Utility | VA | 92.1 | 84 | 98 | Natural Gas Fired Combustion Turbine | NG | GT | 5 | 1990 |  |  | (OP) Operating | Henrico
19876 | Virginia Electric & Power Co | Darbytown | Electric Utility | VA | 92.1 | 84 | 97 | Natural Gas Fired Combustion Turbine | NG | GT | 5 | 1990 |  |  | (OP) Operating | Henrico
19876 | Virginia Electric & Power Co | Darbytown | Electric Utility | VA | 92.1 | 84 | 95 | Natural Gas Fired Combustion Turbine | NG | GT | 4 | 1990 |  |  | (OP) Operating | Henrico
19876 | Virginia Electric & Power Co | Darbytown | Electric Utility | VA | 92.1 | 84 | 97 | Natural Gas Fired Combustion Turbine | NG | GT | 4 | 1990 |  |  | (OP) Operating | Henrico
19876 | Virginia Electric & Power Co | Clover | Electric Utility | VA | 424 | 440 | 443 | Conventional Steam Coal | BIT | ST | 10 | 1995 |  |  | (OP) Operating | Halifax
19876 | Virginia Electric & Power Co | Clover | Electric Utility | VA | 424 | 437 | 438 | Conventional Steam Coal | BIT | ST | 3 | 1996 |  |  | (OP) Operating | Halifax
11560 | City of Manassas - (VA) | Church Street Plant | Electric Utility | VA | 1 | 0.8 | 0.8 | Petroleum Liquids | DFO | IC | 10 | 1979 | 10 | 2018 | (OP) Operating | Prince William
11560 | City of Manassas - (VA) | Church Street Plant | Electric Utility | VA | 1 | 0.8 | 0.8 | Petroleum Liquids | DFO | IC | 10 | 1979 | 10 | 2018 | (OP) Operating | Prince William
11560 | City of Manassas - (VA) | Church Street Plant | Electric Utility | VA | 1.1 | 1 | 1 | Petroleum Liquids | DFO | IC | 6 | 1996 |  |  | (OP) Operating | Prince William
11560 | City of Manassas - (VA) | Church Street Plant | Electric Utility | VA | 1 | 1 | 1 | Petroleum Liquids | DFO | IC | 10 | 1979 | 10 | 2018 | (OP) Operating | Prince William
11560 | City of Manassas - (VA) | Church Street Plant | Electric Utility | VA | 1.6 | 1.5 | 1.5 | Petroleum Liquids | DFO | IC | 2 | 1987 |  |  | (OP) Operating | Prince William
11560 | City of Manassas - (VA) | Church Street Plant | Electric Utility | VA | 1.6 | 1.5 | 1.5 | Petroleum Liquids | DFO | IC | 2 | 1987 |  |  | (OP) Operating | Prince William
11560 | City of Manassas - (VA) | Godwin Drive Plant | Electric Utility | VA | 1.5 | 1.5 | 1.5 | Petroleum Liquids | DFO | IC | 11 | 1992 |  |  | (OP) Operating | Prince William
11560 | City of Manassas - (VA) | Godwin Drive Plant | Electric Utility | VA | 1.6 | 1.5 | 1.5 | Petroleum Liquids | DFO | IC | 5 | 1990 |  |  | (OP) Operating | Prince William
11560 | City of Manassas - (VA) | Godwin Drive Plant | Electric Utility | VA | 1.6 | 1.5 | 1.5 | Petroleum Liquids | DFO | IC | 5 | 1990 |  |  | (OP) Operating | Prince William
11560 | City of Manassas - (VA) | Godwin Drive Plant | Electric Utility | VA | 1.6 | 1.5 | 1.5 | Petroleum Liquids | DFO | IC | 11 | 1992 |  |  | (OP) Operating | Prince William
11560 | City of Manassas - (VA) | VMEA 1 Credit Gen | Electric Utility | VA | 1.6 | 1.5 | 1.5 | Petroleum Liquids | DFO | IC | 5 | 1990 |  |  | (OP) Operating | Prince William
11560 | City of Manassas - (VA) | VMEA 1 Credit Gen | Electric Utility | VA | 1.6 | 1.5 | 1.5 | Petroleum Liquids | DFO | IC | 5 | 1990 |  |  | (OP) Operating | Prince William
11560 | City of Manassas - (VA) | VMEA 1 Credit Gen | Electric Utility | VA | 1.6 | 1.5 | 1.5 | Petroleum Liquids | DFO | IC | 5 | 1990 |  |  | (OP) Operating | Prince William
11560 | City of Manassas - (VA) | VMEA 1 Credit Gen | Electric Utility | VA | 1.6 | 1.5 | 1.5 | Petroleum Liquids | DFO | IC | 5 | 1990 |  |  | (OP) Operating | Prince William
11560 | City of Manassas - (VA) | VMEA 1 Credit Gen | Electric Utility | VA | 1.6 | 1.5 | 1.5 | Petroleum Liquids | DFO | IC | 5 | 1990 |  |  | (OP) Operating | Prince William
11560 | City of Manassas - (VA) | VMEA 1 Credit Gen | Electric Utility | VA | 1.6 | 1.5 | 1.5 | Petroleum Liquids | DFO | IC | 5 | 1990 |  |  | (OP) Operating | Prince William
11560 | City of Manassas - (VA) | VMEA 1 Credit Gen | Electric Utility | VA | 1.6 | 1.5 | 1.5 | Petroleum Liquids | DFO | IC | 5 | 1990 |  |  | (OP) Operating | Prince William
11560 | City of Manassas - (VA) | VMEA 1 Credit Gen | Electric Utility | VA | 2 | 1.8 | 1.8 | Petroleum Liquids | DFO | IC | 4 | 2009 |  |  | (OP) Operating | Prince William
11560 | City of Manassas - (VA) | VMEA Peaking Gen | Electric Utility | VA | 1.6 | 1.5 | 1.5 | Petroleum Liquids | DFO | IC | 11 | 1992 |  |  | (OP) Operating | Prince William
11560 | City of Manassas - (VA) | VMEA Peaking Gen | Electric Utility | VA | 1.6 | 1.5 | 1.5 | Petroleum Liquids | DFO | IC | 7 | 1993 |  |  | (OP) Operating | Prince William
11560 | City of Manassas - (VA) | VMEA Peaking Gen | Electric Utility | VA | 1.6 | 1.5 | 1.5 | Petroleum Liquids | DFO | IC | 7 | 1993 |  |  | (OP) Operating | Prince William
11560 | City of Manassas - (VA) | VMEA Peaking Gen | Electric Utility | VA | 1.6 | 1.5 | 1.5 | Petroleum Liquids | DFO | IC | 11 | 1992 |  |  | (OP) Operating | Prince William
11560 | City of Manassas - (VA) | Dominion/Lo Mar | Electric Utility | VA | 12 | 9 | 9 | Petroleum Liquids | DFO | GT | 8 | 1997 |  |  | (OP) Operating | Prince William
11560 | City of Manassas - (VA) | Dominion/Lo Mar | Electric Utility | VA | 1.8 | 1.7 | 1.7 | Petroleum Liquids | DFO | IC | 8 | 1997 |  |  | (OP) Operating | Prince William
11560 | City of Manassas - (VA) | Dominion/Lo Mar | Electric Utility | VA | 1.8 | 1.7 | 1.7 | Petroleum Liquids | DFO | IC | 8 | 1997 |  |  | (OP) Operating | Prince William
11560 | City of Manassas - (VA) | Dominion/Lo Mar | Electric Utility | VA | 1.8 | 1.7 | 1.7 | Petroleum Liquids | DFO | IC | 8 | 1997 |  |  | (OP) Operating | Prince William
11560 | City of Manassas - (VA) | Dominion/Lo Mar | Electric Utility | VA | 1.8 | 1.7 | 1.7 | Petroleum Liquids | DFO | IC | 8 | 1997 |  |  | (OP) Operating | Prince William
11560 | City of Manassas - (VA) | Gateway Gen | Electric Utility | VA | 1.8 | 1.7 | 1.7 | Petroleum Liquids | DFO | IC | 3 | 1996 |  |  | (OP) Operating | Prince William
11560 | City of Manassas - (VA) | Gateway Gen | Electric Utility | VA | 1.8 | 1.7 | 1.7 | Petroleum Liquids | DFO | IC | 6 | 2009 |  |  | (OP) Operating | Prince William
40229 | Old Dominion Electric Coop | Marsh Run Generation Facility | Electric Utility | VA | 171.1 | 161 | 187 | Natural Gas Fired Combustion Turbine | NG | GT | 9 | 2004 |  |  | (OP) Operating | Fauquier
40229 | Old Dominion Electric Coop | Marsh Run Generation Facility | Electric Utility | VA | 171.1 | 159.3 | 187 | Natural Gas Fired Combustion Turbine | NG | GT | 9 | 2004 |  |  | (OP) Operating | Fauquier
40229 | Old Dominion Electric Coop | Marsh Run Generation Facility | Electric Utility | VA | 171.1 | 161 | 187 | Natural Gas Fired Combustion Turbine | NG | GT | 9 | 2004 |  |  | (OP) Operating | Fauquier
40229 | Old Dominion Electric Coop | Louisa Generation Facility | Electric Utility | VA | 84.5 | 76.5 | 92 | Natural Gas Fired Combustion Turbine | NG | GT | 8 | 2003 |  |  | (OP) Operating | Louisa
40229 | Old Dominion Electric Coop | Louisa Generation Facility | Electric Utility | VA | 84.5 | 77 | 92 | Natural Gas Fired Combustion Turbine | NG | GT | 8 | 2003 |  |  | (OP) Operating | Louisa
40229 | Old Dominion Electric Coop | Louisa Generation Facility | Electric Utility | VA | 84.5 | 77.3 | 92 | Natural Gas Fired Combustion Turbine | NG | GT | 8 | 2003 |  |  | (OP) Operating | Louisa
40229 | Old Dominion Electric Coop | Louisa Generation Facility | Electric Utility | VA | 84.5 | 77.2 | 92 | Natural Gas Fired Combustion Turbine | NG | GT | 8 | 2003 |  |  | (OP) Operating | Louisa
40229 | Old Dominion Electric Coop | Louisa Generation Facility | Electric Utility | VA | 171.1 | 158 | 187 | Natural Gas Fired Combustion Turbine | NG | GT | 8 | 2003 |  |  | (OP) Operating | Louisa
19876 | Virginia Electric & Power Co | Remington | Electric Utility | VA | 178.5 | 153 | 187 | Natural Gas Fired Combustion Turbine | NG | GT | 6 | 2000 |  |  | (OP) Operating | Fauquier
19876 | Virginia Electric & Power Co | Remington | Electric Utility | VA | 170 | 151 | 187 | Natural Gas Fired Combustion Turbine | NG | GT | 6 | 2000 |  |  | (OP) Operating | Fauquier
19876 | Virginia Electric & Power Co | Remington | Electric Utility | VA | 178.5 | 152 | 187 | Natural Gas Fired Combustion Turbine | NG | GT | 7 | 2000 |  |  | (OP) Operating | Fauquier
19876 | Virginia Electric & Power Co | Remington | Electric Utility | VA | 178.5 | 152 | 187 | Natural Gas Fired Combustion Turbine | NG | GT | 7 | 2000 |  |  | (OP) Operating | Fauquier
19876 | Virginia Electric & Power Co | Ladysmith | Electric Utility | VA | 178.5 | 151 | 183 | Natural Gas Fired Combustion Turbine | NG | GT | 5 | 2001 |  |  | (OP) Operating | Caroline
19876 | Virginia Electric & Power Co | Ladysmith | Electric Utility | VA | 178.5 | 151 | 183 | Natural Gas Fired Combustion Turbine | NG | GT | 5 | 2001 |  |  | (OP) Operating | Caroline
19876 | Virginia Electric & Power Co | Ladysmith | Electric Utility | VA | 178.5 | 161 | 183 | Natural Gas Fired Combustion Turbine | NG | GT | 6 | 2008 |  |  | (OP) Operating | Caroline
19876 | Virginia Electric & Power Co | Ladysmith | Electric Utility | VA | 178.5 | 160 | 183 | Natural Gas Fired Combustion Turbine | NG | GT | 6 | 2008 |  |  | (OP) Operating | Caroline
19876 | Virginia Electric & Power Co | Ladysmith | Electric Utility | VA | 178.5 | 160 | 183 | Natural Gas Fired Combustion Turbine | NG | GT | 4 | 2009 |  |  | (OP) Operating | Caroline
17465 | WestRock-West Point Mill | WestRock-West Point Mill | Industrial CHP | VA | 10 | 10 | 10 | Wood/Wood Waste Biomass | BLQ | ST | 10 | 1960 |  |  | (OP) Operating | King William
17465 | WestRock-West Point Mill | WestRock-West Point Mill | Industrial CHP | VA | 25 | 25 | 25 | Wood/Wood Waste Biomass | BLQ | ST | 12 | 1968 |  |  | (OP) Operating | King William
17465 | WestRock-West Point Mill | WestRock-West Point Mill | Industrial CHP | VA | 15 | 15 | 15 | Wood/Wood Waste Biomass | BLQ | ST | 8 | 1977 |  |  | (OP) Operating | King William
17465 | WestRock-West Point Mill | WestRock-West Point Mill | Industrial CHP | VA | 46 | 46 | 46 | Wood/Wood Waste Biomass | BLQ | ST | 10 | 1985 |  |  | (OP) Operating | King William
756 | Appomattox River Associates LP | Brasfield | IPP Non-CHP | VA | 2.9 | 2.9 | 2.9 | Conventional Hydroelectric | WAT | HY | 9 | 1993 |  |  | (OP) Operating | Chesterfield
61138 | City Point Energy Center | James River Genco LLC | IPP CHP | VA | 57.4 | 46.3 | 46.3 | Conventional Steam Coal | BIT | ST | 1 | 1988 | 12 | 2019 | (OP) Operating | Hopewell City
61138 | City Point Energy Center | James River Genco LLC | IPP CHP | VA | 57.4 | 46.3 | 46.3 | Conventional Steam Coal | BIT | ST | 1 | 1988 | 12 | 2019 | (OP) Operating | Hopewell City
19091 | GDF Suez NA - Hopewell | Hopewell Cogeneration | IPP CHP | VA | 101 | 94.1 | 101 | Natural Gas Fired Combined Cycle | NG | CT | 1 | 1990 |  |  | (OP) Operating | Prince George
19091 | GDF Suez NA - Hopewell | Hopewell Cogeneration | IPP CHP | VA | 101 | 94.1 | 101 | Natural Gas Fired Combined Cycle | NG | CT | 2 | 1990 |  |  | (OP) Operating | Prince George
19091 | GDF Suez NA - Hopewell | Hopewell Cogeneration | IPP CHP | VA | 101 | 94.1 | 101 | Natural Gas Fired Combined Cycle | NG | CT | 3 | 1990 |  |  | (OP) Operating | Prince George
19091 | GDF Suez NA - Hopewell | Hopewell Cogeneration | IPP CHP | VA | 96 | 96 | 96 | Natural Gas Fired Combined Cycle | NG | CA | 3 | 1990 |  |  | (OP) Operating | Prince George
19876 | Virginia Electric & Power Co | Hopewell Power Station | Electric Utility | VA | 71.1 | 51 | 51 | Wood/Wood Waste Biomass | WDS | ST | 7 | 1992 |  |  | (OP) Operating | Hopewell City
19876 | Virginia Electric & Power Co | Altavista Power Station | Electric Utility | VA | 71.1 | 51 | 51 | Wood/Wood Waste Biomass | WDS | ST | 2 | 1992 |  |  | (OP) Operating | Campbell
19876 | Virginia Electric & Power Co | Southampton Power Station | Electric Utility | VA | 71.1 | 51 | 51 | Wood/Wood Waste Biomass | WDS | ST | 3 | 1992 |  |  | (OP) Operating | Southampton
782 | Aquenergy Systems Inc | Fries Hydroelectric Project | IPP Non-CHP | VA | 2 | 2 | 2 | Conventional Hydroelectric | WAT | HY | 1 | 1933 |  |  | (OP) Operating | Grayson
782 | Aquenergy Systems Inc | Fries Hydroelectric Project | IPP Non-CHP | VA | 0.8 | 0.8 | 0.7 | Conventional Hydroelectric | WAT | HY | 1 | 1933 |  |  | (OP) Operating | Grayson
782 | Aquenergy Systems Inc | Fries Hydroelectric Project | IPP Non-CHP | VA | 0.2 | 0.2 | 0.2 | Conventional Hydroelectric | WAT | HY | 1 | 1933 |  |  | (OP) Operating | Grayson
782 | Aquenergy Systems Inc | Fries Hydroelectric Project | IPP Non-CHP | VA | 2.4 | 2 | 2 | Conventional Hydroelectric | WAT | HY | 1 | 1981 |  |  | (OP) Operating | Grayson
56840 | Emporia Hydro Power LP | Emporia | IPP Non-CHP | VA | 2 | 2 | 2 | Conventional Hydroelectric | WAT | HY | 1 | 1986 |  |  | (OP) Operating | Greensville
56840 | Emporia Hydro Power LP | Emporia | IPP Non-CHP | VA | 0.5 | 0.5 | 0.5 | Conventional Hydroelectric | WAT | HY | 1 | 1986 |  |  | (OP) Operating | Greensville
56843 | Banister Hydro LP | Halifax | IPP Non-CHP | VA | 0.8 | 0.8 | 0.8 | Conventional Hydroelectric | WAT | HY | 1 | 1915 |  |  | (OP) Operating | Halifax
56843 | Banister Hydro LP | Halifax | IPP Non-CHP | VA | 0.4 | 0.4 | 0.4 | Conventional Hydroelectric | WAT | HY | 1 | 1915 |  |  | (OP) Operating | Halifax
56843 | Banister Hydro LP | Halifax | IPP Non-CHP | VA | 0.4 | 0.4 | 0.4 | Conventional Hydroelectric | WAT | HY | 1 | 1915 |  |  | (OP) Operating | Halifax
14465 | Park 500 Philip Morris USA | Park 500 Philip Morris USA | Industrial CHP | VA | 13 | 10.5 | 11.5 | Natural Gas Steam Turbine | NG | ST | 9 | 1983 |  |  | (OP) Operating | Chesterfield
7167 | GP Big Island LLC | Georgia-Pacific Big Island | Industrial CHP | VA | 0.2 | 0.2 | 0.2 | Conventional Hydroelectric | WAT | HY | 6 | 1920 |  |  | (OP) Operating | Bedford
7167 | GP Big Island LLC | Georgia-Pacific Big Island | Industrial CHP | VA | 0.2 | 0.2 | 0.2 | Conventional Hydroelectric | WAT | HY | 6 | 1920 |  |  | (OP) Operating | Bedford
7167 | GP Big Island LLC | Georgia-Pacific Big Island | Industrial CHP | VA | 7.5 | 6.5 | 7 | Wood/Wood Waste Biomass | WDS | ST | 6 | 1965 |  |  | (OP) Operating | Bedford
4425 | Covanta Fairfax Inc | Covanta Fairfax Energy | IPP Non-CHP | VA | 62 | 49 | 49 | Municipal Solid Waste | MSW | ST | 3 | 1990 |  |  | (OP) Operating | Fairfax
4425 | Covanta Fairfax Inc | Covanta Fairfax Energy | IPP Non-CHP | VA | 62 | 49 | 49 | Municipal Solid Waste | MSW | ST | 3 | 1990 |  |  | (OP) Operating | Fairfax
4496 | Covanta Alexandria/Arlington | Covanta Alexandria/Arlington Energy | Commercial Non-CHP | VA | 14.5 | 14.5 | 14.5 | Municipal Solid Waste | MSW | ST | 10 | 1987 |  |  | (OP) Operating | Alexandria City
4496 | Covanta Alexandria/Arlington | Covanta Alexandria/Arlington Energy | Commercial Non-CHP | VA | 14.5 | 14.5 | 14.5 | Municipal Solid Waste | MSW | ST | 10 | 1987 |  |  | (OP) Operating | Alexandria City
18147 | RockTenn-Hopewell | Hopewell Mill | Industrial CHP | VA | 47.6 | 40.7 | 40.7 | Wood/Wood Waste Biomass | BLQ | ST | 12 | 1980 |  |  | (OP) Operating | Hopewell City
20508 | WestRock Corp | Covington Facility | Industrial CHP | VA | 10.5 | 10.5 | 10.5 | Conventional Steam Coal | BIT | ST | 1 | 1951 |  |  | (OP) Operating | Covington City
20508 | WestRock Corp | Covington Facility | Industrial CHP | VA | 34 | 32.5 | 32.5 | Wood/Wood Waste Biomass | BLQ | ST | 9 | 1980 |  |  | (OP) Operating | Covington City
20508 | WestRock Corp | Covington Facility | Industrial CHP | VA | 34 | 32.5 | 32.5 | Conventional Steam Coal | BIT | ST | 9 | 1989 |  |  | (OP) Operating | Covington City
20508 | WestRock Corp | Covington Facility | Industrial CHP | VA | 82.4 | 81 | 82.4 | Wood/Wood Waste Biomass | WDS | ST | 11 | 2013 |  |  | (OP) Operating | Covington City
19876 | Virginia Electric & Power Co | Bellmeade Power Station | Electric Utility | VA | 110 | 95 | 95 | Natural Gas Fired Combined Cycle | NG | CT | 2 | 1997 |  |  | (OP) Operating | Richmond City
19876 | Virginia Electric & Power Co | Bellmeade Power Station | Electric Utility | VA | 110 | 95 | 95 | Natural Gas Fired Combined Cycle | NG | CT | 2 | 1997 |  |  | (OP) Operating | Richmond City
19876 | Virginia Electric & Power Co | Bellmeade Power Station | Electric Utility | VA | 110 | 77 | 77 | Natural Gas Fired Combined Cycle | NG | CA | 2 | 1997 |  |  | (OP) Operating | Richmond City
19876 | Virginia Electric & Power Co | Mecklenburg Power Station | Electric Utility | VA | 69.9 | 69 | 69 | Conventional Steam Coal | BIT | ST | 11 | 1992 |  |  | (OP) Operating | Mecklenburg
19876 | Virginia Electric & Power Co | Mecklenburg Power Station | Electric Utility | VA | 69.9 | 69 | 69 | Conventional Steam Coal | BIT | ST | 11 | 1992 |  |  | (OP) Operating | Mecklenburg
5310 | Doswell Ltd Partnership | Doswell Energy Center | IPP Non-CHP | VA | 122 | 104.7 | 122 | Natural Gas Fired Combined Cycle | NG | CT | 11 | 1991 |  |  | (OP) Operating | Hanover
5310 | Doswell Ltd Partnership | Doswell Energy Center | IPP Non-CHP | VA | 122 | 104.7 | 122 | Natural Gas Fired Combined Cycle | NG | CT | 12 | 1991 |  |  | (OP) Operating | Hanover
5310 | Doswell Ltd Partnership | Doswell Energy Center | IPP Non-CHP | VA | 132 | 123 | 132 | Natural Gas Fired Combined Cycle | NG | CA | 12 | 1991 |  |  | (OP) Operating | Hanover
5310 | Doswell Ltd Partnership | Doswell Energy Center | IPP Non-CHP | VA | 122 | 104.7 | 122 | Natural Gas Fired Combined Cycle | NG | CT | 1 | 1992 |  |  | (OP) Operating | Hanover
5310 | Doswell Ltd Partnership | Doswell Energy Center | IPP Non-CHP | VA | 122 | 104.7 | 122 | Natural Gas Fired Combined Cycle | NG | CT | 1 | 1992 |  |  | (OP) Operating | Hanover
5310 | Doswell Ltd Partnership | Doswell Energy Center | IPP Non-CHP | VA | 132 | 123 | 132 | Natural Gas Fired Combined Cycle | NG | CA | 1 | 1992 |  |  | (OP) Operating | Hanover
5310 | Doswell Ltd Partnership | Doswell Energy Center | IPP Non-CHP | VA | 187 | 149 | 187 | Natural Gas Fired Combustion Turbine | NG | GT | 3 | 2001 |  |  | (OP) Operating | Hanover
5310 | Doswell Ltd Partnership | Doswell Energy Center | IPP Non-CHP | VA | 187 | 150 | 180 | Natural Gas Fired Combustion Turbine | NG | GT | 3 | 2018 |  |  | (OP) Operating | Hanover
5310 | Doswell Ltd Partnership | Doswell Energy Center | IPP Non-CHP | VA | 187 | 150 | 180 | Natural Gas Fired Combustion Turbine | NG | GT | 4 | 2018 |  |  | (OP) Operating | Hanover
56355 | LES Project Holdings LLC | I 95 Municipal Landfill Phase I | IPP Non-CHP | VA | 0.8 | 0.8 | 0.8 | Landfill Gas | LFG | IC | 1 | 1992 |  |  | (OP) Operating | Fairfax
56355 | LES Project Holdings LLC | I 95 Municipal Landfill Phase I | IPP Non-CHP | VA | 0.8 | 0.8 | 0.8 | Landfill Gas | LFG | IC | 1 | 1992 |  |  | (OP) Operating | Fairfax
56355 | LES Project Holdings LLC | I 95 Municipal Landfill Phase I | IPP Non-CHP | VA | 0.8 | 0.8 | 0.8 | Landfill Gas | LFG | IC | 1 | 1992 |  |  | (OP) Operating | Fairfax
56355 | LES Project Holdings LLC | I 95 Municipal Landfill Phase I | IPP Non-CHP | VA | 0.8 | 0.8 | 0.8 | Landfill Gas | LFG | IC | 1 | 1992 |  |  | (OP) Operating | Fairfax
22218 | U S Army-Radford | Radford Army Ammunition Plant | Industrial Non-CHP | VA | 6 | 5.6 | 5.6 | Natural Gas Steam Turbine | NG | ST | 1 | 1990 |  |  | (OP) Operating | Montgomery
22218 | U S Army-Radford | Radford Army Ammunition Plant | Industrial Non-CHP | VA | 6 | 5.6 | 5.6 | Natural Gas Steam Turbine | NG | ST | 1 | 1990 |  |  | (OP) Operating | Montgomery
22218 | U S Army-Radford | Radford Army Ammunition Plant | Industrial Non-CHP | VA | 6 | 5.6 | 5.6 | Natural Gas Steam Turbine | NG | ST | 1 | 1990 |  |  | (OP) Operating | Montgomery
22218 | U S Army-Radford | Radford Army Ammunition Plant | Industrial Non-CHP | VA | 6 | 5.6 | 5.6 | Natural Gas Steam Turbine | NG | ST | 1 | 1990 |  |  | (OP) Operating | Montgomery
57151 | Celanese Acetate LLC | Celanese Acetate LLC | Industrial CHP | VA | 6 | 6 | 6 | Natural Gas Steam Turbine | NG | ST | 1 | 1942 |  |  | (OP) Operating | Giles
57151 | Celanese Acetate LLC | Celanese Acetate LLC | Industrial CHP | VA | 6 | 6 | 6 | Natural Gas Steam Turbine | NG | ST | 1 | 1942 |  |  | (OP) Operating | Giles
57151 | Celanese Acetate LLC | Celanese Acetate LLC | Industrial CHP | VA | 6 | 6 | 6 | Natural Gas Steam Turbine | NG | ST | 1 | 1944 |  |  | (OP) Operating | Giles
57151 | Celanese Acetate LLC | Celanese Acetate LLC | Industrial CHP | VA | 9.2 | 9.2 | 9.2 | Natural Gas Steam Turbine | NG | ST | 1 | 1966 |  |  | (OP) Operating | Giles
19876 | Virginia Electric & Power Co | Multitrade of Pittsylvania LP | Electric Utility | VA | 45 | 41.5 | 41.5 | Wood/Wood Waste Biomass | WDS | ST | 6 | 1994 |  |  | (OP) Operating | Pittsylvania
19876 | Virginia Electric & Power Co | Multitrade of Pittsylvania LP | Electric Utility | VA | 45 | 41.5 | 41.5 | Wood/Wood Waste Biomass | WDS | ST | 6 | 1994 |  |  | (OP) Operating | Pittsylvania
12320 | Merck & Co Inc | Elkton | Industrial CHP | VA | 7.2 | 1.2 | 2.6 | Natural Gas Steam Turbine | NG | ST | 6 | 1982 |  |  | (OP) Operating | Rockingham
12320 | Merck & Co Inc | Elkton | Industrial CHP | VA | 1 | 1 | 1 | Natural Gas Internal Combustion Engine | NG | IC | 3 | 2016 |  |  | (OP) Operating | Rockingham
12320 | Merck & Co Inc | Elkton | Industrial CHP | VA | 0.3 | 0.3 | 0.3 | Natural Gas Internal Combustion Engine | NG | IC | 3 | 2016 |  |  | (OP) Operating | Rockingham
12320 | Merck & Co Inc | Elkton | Industrial CHP | VA | 0.4 | 0.1 | 0.1 | Natural Gas Steam Turbine | NG | ST | 6 | 1982 |  |  | (OP) Operating | Rockingham
9348 | International Paper | International Paper Franklin Mill | Industrial CHP | VA | 46.4 | 38 | 59.5 | Natural Gas Fired Combustion Turbine | NG | GT | 11 | 1997 |  |  | (OP) Operating | Isle of Wight
9348 | International Paper | International Paper Franklin Mill | Industrial CHP | VA | 36.1 | 36.1 | 36.1 | Wood/Wood Waste Biomass | BLQ | ST | 11 | 1977 |  |  | (OP) Operating | Isle of Wight
55740 | Spruance Genco LLC | Spruance Genco LLC | IPP CHP | VA | 57.4 | 52.5 | 52.5 | Conventional Steam Coal | BIT | ST | 5 | 1992 |  |  | (OP) Operating | Richmond City
55740 | Spruance Genco LLC | Spruance Genco LLC | IPP CHP | VA | 57.4 | 52.5 | 52.5 | Conventional Steam Coal | BIT | ST | 5 | 1992 |  |  | (OP) Operating | Richmond City
55740 | Spruance Genco LLC | Spruance Genco LLC | IPP CHP | VA | 57.4 | 42.5 | 42.5 | Conventional Steam Coal | BIT | ST | 8 | 1992 |  |  | (OP) Operating | Richmond City
55740 | Spruance Genco LLC | Spruance Genco LLC | IPP CHP | VA | 57.4 | 42.5 | 42.5 | Conventional Steam Coal | BIT | ST | 8 | 1992 |  |  | (OP) Operating | Richmond City
1735 | Birchwood Power Partners LP | Birchwood Power | IPP Non-CHP | VA | 258.3 | 238.4 | 242.3 | Conventional Steam Coal | BIT | ST | 11 | 1996 |  |  | (OP) Operating | King George
18232 | STS HydroPower Ltd-Schoolfield Dam | Schoolfield Dam | IPP Non-CHP | VA | 1.5 | 1.5 | 1.5 | Conventional Hydroelectric | WAT | HY | 10 | 1990 |  |  | (OP) Operating | Pittsylvania
18232 | STS HydroPower Ltd-Schoolfield Dam | Schoolfield Dam | IPP Non-CHP | VA | 1.5 | 1.5 | 1.5 | Conventional Hydroelectric | WAT | HY | 11 | 1990 |  |  | (OP) Operating | Pittsylvania
56355 | LES Project Holdings LLC | I 95 Landfill Phase II | IPP Non-CHP | VA | 0.8 | 0.8 | 0.8 | Landfill Gas | LFG | IC | 3 | 1993 |  |  | (OP) Operating | Fairfax
56355 | LES Project Holdings LLC | I 95 Landfill Phase II | IPP Non-CHP | VA | 0.8 | 0.8 | 0.8 | Landfill Gas | LFG | IC | 3 | 1993 |  |  | (OP) Operating | Fairfax
56355 | LES Project Holdings LLC | I 95 Landfill Phase II | IPP Non-CHP | VA | 0.8 | 0.8 | 0.8 | Landfill Gas | LFG | IC | 3 | 1993 |  |  | (OP) Operating | Fairfax
56355 | LES Project Holdings LLC | I 95 Landfill Phase II | IPP Non-CHP | VA | 0.8 | 0.8 | 0.8 | Landfill Gas | LFG | IC | 3 | 1993 |  |  | (OP) Operating | Fairfax
5178 | Dinwiddie Power Inc | Boydton Plank Road Cogen Plant | IPP Non-CHP | VA | 0.3 | 0.3 | 0.3 | Petroleum Liquids | DFO | IC | 6 | 1993 |  |  | (OP) Operating | Dinwiddie
5178 | Dinwiddie Power Inc | Boydton Plank Road Cogen Plant | IPP Non-CHP | VA | 0.3 | 0.3 | 0.3 | Petroleum Liquids | DFO | IC | 6 | 1993 |  |  | (OP) Operating | Dinwiddie
5178 | Dinwiddie Power Inc | Boydton Plank Road Cogen Plant | IPP Non-CHP | VA | 0.3 | 0.3 | 0.3 | Petroleum Liquids | DFO | IC | 5 | 2000 |  |  | (OP) Operating | Dinwiddie
5178 | Dinwiddie Power Inc | Boydton Plank Road Cogen Plant | IPP Non-CHP | VA | 0.3 | 0.3 | 0.3 | Petroleum Liquids | DFO | IC | 5 | 2000 |  |  | (OP) Operating | Dinwiddie
5178 | Dinwiddie Power Inc | Boydton Plank Road Cogen Plant | IPP Non-CHP | VA | 0.3 | 0.3 | 0.3 | Petroleum Liquids | DFO | IC | 5 | 2000 |  |  | (OP) Operating | Dinwiddie
5178 | Dinwiddie Power Inc | Boydton Plank Road Cogen Plant | IPP Non-CHP | VA | 0.3 | 0.3 | 0.3 | Petroleum Liquids | DFO | IC | 5 | 2000 |  |  | (OP) Operating | Dinwiddie
5178 | Dinwiddie Power Inc | Boydton Plank Road Cogen Plant | IPP Non-CHP | VA | 0.3 | 0.3 | 0.3 | Petroleum Liquids | DFO | IC | 5 | 2000 |  |  | (OP) Operating | Dinwiddie
5178 | Dinwiddie Power Inc | Boydton Plank Road Cogen Plant | IPP Non-CHP | VA | 0.3 | 0.3 | 0.3 | Petroleum Liquids | DFO | IC | 5 | 2000 |  |  | (OP) Operating | Dinwiddie
5178 | Dinwiddie Power Inc | Boydton Plank Road Cogen Plant | IPP Non-CHP | VA | 0.3 | 0.3 | 0.3 | Petroleum Liquids | DFO | IC | 5 | 2000 |  |  | (OP) Operating | Dinwiddie
5178 | Dinwiddie Power Inc | Boydton Plank Road Cogen Plant | IPP Non-CHP | VA | 0.3 | 0.3 | 0.3 | Petroleum Liquids | DFO | IC | 5 | 2000 |  |  | (OP) Operating | Dinwiddie
5178 | Dinwiddie Power Inc | Boydton Plank Road Cogen Plant | IPP Non-CHP | VA | 0.3 | 0.3 | 0.3 | Petroleum Liquids | DFO | IC | 5 | 2000 |  |  | (OP) Operating | Dinwiddie
5178 | Dinwiddie Power Inc | Boydton Plank Road Cogen Plant | IPP Non-CHP | VA | 0.3 | 0.3 | 0.3 | Petroleum Liquids | DFO | IC | 6 | 1993 |  |  | (OP) Operating | Dinwiddie
5178 | Dinwiddie Power Inc | Boydton Plank Road Cogen Plant | IPP Non-CHP | VA | 0.3 | 0.3 | 0.3 | Petroleum Liquids | DFO | IC | 5 | 2000 |  |  | (OP) Operating | Dinwiddie
5178 | Dinwiddie Power Inc | Boydton Plank Road Cogen Plant | IPP Non-CHP | VA | 0.3 | 0.3 | 0.3 | Petroleum Liquids | DFO | IC | 5 | 2000 |  |  | (OP) Operating | Dinwiddie
5178 | Dinwiddie Power Inc | Boydton Plank Road Cogen Plant | IPP Non-CHP | VA | 0.3 | 0.3 | 0.3 | Petroleum Liquids | DFO | IC | 5 | 2000 |  |  | (OP) Operating | Dinwiddie
5178 | Dinwiddie Power Inc | Boydton Plank Road Cogen Plant | IPP Non-CHP | VA | 0.3 | 0.3 | 0.3 | Petroleum Liquids | DFO | IC | 5 | 2000 |  |  | (OP) Operating | Dinwiddie
5178 | Dinwiddie Power Inc | Boydton Plank Road Cogen Plant | IPP Non-CHP | VA | 0.3 | 0.3 | 0.3 | Petroleum Liquids | DFO | IC | 5 | 2000 |  |  | (OP) Operating | Dinwiddie
5178 | Dinwiddie Power Inc | Boydton Plank Road Cogen Plant | IPP Non-CHP | VA | 0.3 | 0.3 | 0.3 | Petroleum Liquids | DFO | IC | 5 | 2000 |  |  | (OP) Operating | Dinwiddie
5178 | Dinwiddie Power Inc | Boydton Plank Road Cogen Plant | IPP Non-CHP | VA | 0.3 | 0.3 | 0.3 | Petroleum Liquids | DFO | IC | 5 | 2000 |  |  | (OP) Operating | Dinwiddie
5178 | Dinwiddie Power Inc | Boydton Plank Road Cogen Plant | IPP Non-CHP | VA | 0.3 | 0.3 | 0.3 | Petroleum Liquids | DFO | IC | 5 | 2000 |  |  | (OP) Operating | Dinwiddie
5178 | Dinwiddie Power Inc | Boydton Plank Road Cogen Plant | IPP Non-CHP | VA | 0.3 | 0.3 | 0.3 | Petroleum Liquids | DFO | IC | 5 | 2000 |  |  | (OP) Operating | Dinwiddie
5178 | Dinwiddie Power Inc | Boydton Plank Road Cogen Plant | IPP Non-CHP | VA | 0.3 | 0.3 | 0.3 | Petroleum Liquids | DFO | IC | 5 | 2000 |  |  | (OP) Operating | Dinwiddie
5178 | Dinwiddie Power Inc | Boydton Plank Road Cogen Plant | IPP Non-CHP | VA | 0.3 | 0.3 | 0.3 | Petroleum Liquids | DFO | IC | 6 | 1993 |  |  | (OP) Operating | Dinwiddie
5178 | Dinwiddie Power Inc | Boydton Plank Road Cogen Plant | IPP Non-CHP | VA | 0.3 | 0.3 | 0.3 | Petroleum Liquids | DFO | IC | 5 | 2000 |  |  | (OP) Operating | Dinwiddie
5178 | Dinwiddie Power Inc | Boydton Plank Road Cogen Plant | IPP Non-CHP | VA | 0.3 | 0.3 | 0.3 | Petroleum Liquids | DFO | IC | 5 | 2000 |  |  | (OP) Operating | Dinwiddie
5178 | Dinwiddie Power Inc | Boydton Plank Road Cogen Plant | IPP Non-CHP | VA | 0.3 | 0.3 | 0.3 | Petroleum Liquids | DFO | IC | 5 | 2000 |  |  | (OP) Operating | Dinwiddie
5178 | Dinwiddie Power Inc | Boydton Plank Road Cogen Plant | IPP Non-CHP | VA | 0.3 | 0.3 | 0.3 | Petroleum Liquids | DFO | IC | 5 | 2000 |  |  | (OP) Operating | Dinwiddie
5178 | Dinwiddie Power Inc | Boydton Plank Road Cogen Plant | IPP Non-CHP | VA | 0.3 | 0.3 | 0.3 | Petroleum Liquids | DFO | IC | 5 | 2000 |  |  | (OP) Operating | Dinwiddie
5178 | Dinwiddie Power Inc | Boydton Plank Road Cogen Plant | IPP Non-CHP | VA | 0.3 | 0.3 | 0.3 | Petroleum Liquids | DFO | IC | 6 | 1993 |  |  | (OP) Operating | Dinwiddie
5178 | Dinwiddie Power Inc | Boydton Plank Road Cogen Plant | IPP Non-CHP | VA | 0.3 | 0.3 | 0.3 | Petroleum Liquids | DFO | IC | 6 | 1993 |  |  | (OP) Operating | Dinwiddie
5178 | Dinwiddie Power Inc | Boydton Plank Road Cogen Plant | IPP Non-CHP | VA | 0.3 | 0.3 | 0.3 | Petroleum Liquids | DFO | IC | 6 | 1993 |  |  | (OP) Operating | Dinwiddie
5178 | Dinwiddie Power Inc | Boydton Plank Road Cogen Plant | IPP Non-CHP | VA | 0.3 | 0.3 | 0.3 | Petroleum Liquids | DFO | IC | 6 | 1993 |  |  | (OP) Operating | Dinwiddie
5178 | Dinwiddie Power Inc | Boydton Plank Road Cogen Plant | IPP Non-CHP | VA | 0.3 | 0.3 | 0.3 | Petroleum Liquids | DFO | IC | 6 | 1993 |  |  | (OP) Operating | Dinwiddie
5178 | Dinwiddie Power Inc | Boydton Plank Road Cogen Plant | IPP Non-CHP | VA | 0.3 | 0.3 | 0.3 | Petroleum Liquids | DFO | IC | 6 | 1993 |  |  | (OP) Operating | Dinwiddie
21148 | Zapco Energy Tactics Corp | Suffolk Energy Partners LP | IPP Non-CHP | VA | 0.8 | 0.7 | 0.7 | Landfill Gas | LFG | IC | 11 | 1994 |  |  | (OP) Operating | Suffolk City
21148 | Zapco Energy Tactics Corp | Suffolk Energy Partners LP | IPP Non-CHP | VA | 0.8 | 0.7 | 0.7 | Landfill Gas | LFG | IC | 11 | 1994 |  |  | (OP) Operating | Suffolk City
21148 | Zapco Energy Tactics Corp | Suffolk Energy Partners LP | IPP Non-CHP | VA | 0.8 | 0.7 | 0.7 | Landfill Gas | LFG | IC | 11 | 1994 |  |  | (OP) Operating | Suffolk City
21148 | Zapco Energy Tactics Corp | Suffolk Energy Partners LP | IPP Non-CHP | VA | 0.8 | 0.7 | 0.7 | Landfill Gas | LFG | IC | 11 | 1994 |  |  | (OP) Operating | Suffolk City
19876 | Virginia Electric & Power Co | Gordonsville Energy LP | Electric Utility | VA | 97.2 | 68.4 | 84.3 | Natural Gas Fired Combined Cycle | NG | CT | 3 | 1994 |  |  | (OP) Operating | Louisa
19876 | Virginia Electric & Power Co | Gordonsville Energy LP | Electric Utility | VA | 97.2 | 68.4 | 82.3 | Natural Gas Fired Combined Cycle | NG | CT | 3 | 1994 |  |  | (OP) Operating | Louisa
19876 | Virginia Electric & Power Co | Gordonsville Energy LP | Electric Utility | VA | 53 | 40.6 | 50.7 | Natural Gas Fired Combined Cycle | NG | CA | 3 | 1994 |  |  | (OP) Operating | Louisa
19876 | Virginia Electric & Power Co | Gordonsville Energy LP | Electric Utility | VA | 53 | 40.6 | 50.7 | Natural Gas Fired Combined Cycle | NG | CA | 3 | 1994 |  |  | (OP) Operating | Louisa
20541 | Wheelabrator Environmental Systems | Wheelabrator Portsmouth | Commercial CHP | VA | 20 | 15.5 | 15.3 | Municipal Solid Waste | MSW | ST | 10 | 1987 |  |  | (OP) Operating | Portsmouth City
20541 | Wheelabrator Environmental Systems | Wheelabrator Portsmouth | Commercial CHP | VA | 20 | 15.5 | 15.3 | Municipal Solid Waste | MSW | ST | 3 | 1987 |  |  | (OP) Operating | Portsmouth City
20541 | Wheelabrator Environmental Systems | Wheelabrator Portsmouth | Commercial CHP | VA | 20 | 15.5 | 15.3 | Municipal Solid Waste | MSW | ST | 2 | 1987 |  |  | (OP) Operating | Portsmouth City
57230 | MM Prince William Energy LLC | MM Prince William Energy | IPP Non-CHP | VA | 0.9 | 0.9 | 0.9 | Landfill Gas | LFG | IC | 11 | 1998 |  |  | (OP) Operating | Prince William
57230 | MM Prince William Energy LLC | MM Prince William Energy | IPP Non-CHP | VA | 0.9 | 0.9 | 0.9 | Landfill Gas | LFG | IC | 11 | 1998 |  |  | (OP) Operating | Prince William
57230 | MM Prince William Energy LLC | MM Prince William Energy | IPP Non-CHP | VA | 1.6 | 1.6 | 1.6 | Landfill Gas | LFG | IC | 10 | 2013 |  |  | (OP) Operating | Prince William
57230 | MM Prince William Energy LLC | MM Prince William Energy | IPP Non-CHP | VA | 1.6 | 1.6 | 1.6 | Landfill Gas | LFG | IC | 10 | 2013 |  |  | (OP) Operating | Prince William
57230 | MM Prince William Energy LLC | MM Prince William Energy | IPP Non-CHP | VA | 1.6 | 1.6 | 1.6 | Landfill Gas | LFG | IC | 10 | 2013 |  |  | (OP) Operating | Prince William
60432 | Middle River Power II, LLC | Wolf Hills Energy | IPP Non-CHP | VA | 57 | 50 | 57 | Natural Gas Fired Combustion Turbine | NG | GT | 6 | 2001 |  |  | (OP) Operating | Washington
60432 | Middle River Power II, LLC | Wolf Hills Energy | IPP Non-CHP | VA | 57 | 50 | 57 | Natural Gas Fired Combustion Turbine | NG | GT | 6 | 2001 |  |  | (OP) Operating | Washington
60432 | Middle River Power II, LLC | Wolf Hills Energy | IPP Non-CHP | VA | 57 | 50 | 57 | Natural Gas Fired Combustion Turbine | NG | GT | 6 | 2001 |  |  | (OP) Operating | Washington
60432 | Middle River Power II, LLC | Wolf Hills Energy | IPP Non-CHP | VA | 57 | 50 | 57 | Natural Gas Fired Combustion Turbine | NG | GT | 5 | 2001 |  |  | (OP) Operating | Washington
60432 | Middle River Power II, LLC | Wolf Hills Energy | IPP Non-CHP | VA | 57 | 50 | 57 | Natural Gas Fired Combustion Turbine | NG | GT | 5 | 2001 |  |  | (OP) Operating | Washington
18569 | Tenaska Virginia Partners LP | Tenaska Virginia Generating Station | IPP Non-CHP | VA | 183.3 | 174.9 | 207.2 | Natural Gas Fired Combined Cycle | NG | CT | 4 | 2004 |  |  | (OP) Operating | Fluvanna
18569 | Tenaska Virginia Partners LP | Tenaska Virginia Generating Station | IPP Non-CHP | VA | 183.3 | 181.2 | 208.5 | Natural Gas Fired Combined Cycle | NG | CT | 4 | 2004 |  |  | (OP) Operating | Fluvanna
18569 | Tenaska Virginia Partners LP | Tenaska Virginia Generating Station | IPP Non-CHP | VA | 183.3 | 184.5 | 204.8 | Natural Gas Fired Combined Cycle | NG | CT | 4 | 2004 |  |  | (OP) Operating | Fluvanna
18569 | Tenaska Virginia Partners LP | Tenaska Virginia Generating Station | IPP Non-CHP | VA | 396.2 | 402.9 | 388.9 | Natural Gas Fired Combined Cycle | NG | CA | 4 | 2004 |  |  | (OP) Operating | Fluvanna
61318 | Buchanan Generation, LLC | Buchanan Generation LLC | IPP Non-CHP | VA | 44 | 40 | 43 | Natural Gas Fired Combustion Turbine | NG | GT | 6 | 2002 |  |  | (OP) Operating | Buchanan
61318 | Buchanan Generation, LLC | Buchanan Generation LLC | IPP Non-CHP | VA | 44 | 40 | 43 | Natural Gas Fired Combustion Turbine | NG | GT | 6 | 2002 |  |  | (OP) Operating | Buchanan
19876 | Virginia Electric & Power Co | Warren County | Electric Utility | VA | 297.5 | 297.5 | 297.5 | Natural Gas Fired Combined Cycle | NG | CT | 12 | 2014 |  |  | (OP) Operating | Warren
19876 | Virginia Electric & Power Co | Warren County | Electric Utility | VA | 297.5 | 297.5 | 297.5 | Natural Gas Fired Combined Cycle | NG | CT | 12 | 2014 |  |  | (OP) Operating | Warren
19876 | Virginia Electric & Power Co | Warren County | Electric Utility | VA | 297.5 | 297.5 | 297.5 | Natural Gas Fired Combined Cycle | NG | CT | 12 | 2014 |  |  | (OP) Operating | Warren
19876 | Virginia Electric & Power Co | Warren County | Electric Utility | VA | 579.7 | 579.7 | 579.7 | Natural Gas Fired Combined Cycle | NG | CA | 12 | 2014 |  |  | (OP) Operating | Warren
6715 | City of Franklin - (VA) | Pretlow | Electric Utility | VA | 1.6 | 1.6 | 1.6 | Petroleum Liquids | DFO | IC | 4 | 2001 |  |  | (OP) Operating | Southampton
6715 | City of Franklin - (VA) | Pretlow | Electric Utility | VA | 1.6 | 1.6 | 1.6 | Petroleum Liquids | DFO | IC | 4 | 2001 |  |  | (OP) Operating | Southampton
6715 | City of Franklin - (VA) | Downtown | Electric Utility | VA | 1.6 | 1.6 | 1.6 | Petroleum Liquids | DFO | IC | 11 | 1992 |  |  | (OP) Operating | Southampton
6715 | City of Franklin - (VA) | Downtown | Electric Utility | VA | 1.6 | 1.6 | 1.6 | Petroleum Liquids | DFO | IC | 11 | 1992 |  |  | (OP) Operating | Southampton
8198 | City of Harrisonburg - (VA) | Mount Clinton | Electric Utility | VA | 2 | 2 | 2 | Petroleum Liquids | DFO | IC | 9 | 2002 |  |  | (OP) Operating | Rockingham
8198 | City of Harrisonburg - (VA) | Mount Clinton | Electric Utility | VA | 2 | 2 | 2 | Petroleum Liquids | DFO | IC | 9 | 2002 |  |  | (OP) Operating | Rockingham
8198 | City of Harrisonburg - (VA) | Mount Clinton | Electric Utility | VA | 2 | 2 | 2 | Petroleum Liquids | DFO | IC | 4 | 2004 |  |  | (OP) Operating | Rockingham
8198 | City of Harrisonburg - (VA) | Mount Clinton | Electric Utility | VA | 2 | 2 | 2 | Petroleum Liquids | DFO | IC | 11 | 2009 |  |  | (OP) Operating | Rockingham
8198 | City of Harrisonburg - (VA) | Mount Clinton | Electric Utility | VA | 2 | 2 | 2 | Petroleum Liquids | DFO | IC | 11 | 2009 |  |  | (OP) Operating | Rockingham
8198 | City of Harrisonburg - (VA) | Mount Clinton | Electric Utility | VA | 14 | 9 | 12 | Petroleum Liquids | DFO | GT | 5 | 1999 |  |  | (OP) Operating | Rockingham
8198 | City of Harrisonburg - (VA) | Pleasant Valley (VA) | Electric Utility | VA | 2 | 2 | 2 | Petroleum Liquids | DFO | IC | 9 | 2002 |  |  | (OP) Operating | Rockingham
8198 | City of Harrisonburg - (VA) | Pleasant Valley (VA) | Electric Utility | VA | 2 | 2 | 2 | Petroleum Liquids | DFO | IC | 9 | 2006 |  |  | (OP) Operating | Rockingham
8198 | City of Harrisonburg - (VA) | Pleasant Valley (VA) | Electric Utility | VA | 16.5 | 9 | 13 | Petroleum Liquids | DFO | GT | 4 | 1997 |  |  | (OP) Operating | Rockingham
50134 | Holcomb Rock Company | Coleman Falls | Industrial Non-CHP | VA | 0.5 | 0.5 | 0.5 | Conventional Hydroelectric | WAT | HY | 6 | 1983 |  |  | (OP) Operating | Bedford
50134 | Holcomb Rock Company | Coleman Falls | Industrial Non-CHP | VA | 0.5 | 0.5 | 0.5 | Conventional Hydroelectric | WAT | HY | 6 | 1983 |  |  | (OP) Operating | Bedford
50134 | Holcomb Rock Company | Coleman Falls | Industrial Non-CHP | VA | 0.5 | 0.5 | 0.5 | Conventional Hydroelectric | WAT | HY | 6 | 1983 |  |  | (OP) Operating | Bedford
50134 | Holcomb Rock Company | Holcomb Rock | Industrial Non-CHP | VA | 0.6 | 0.2 | 0.2 | Conventional Hydroelectric | WAT | HY | 6 | 1920 |  |  | (OP) Operating | Lynchburg City
50134 | Holcomb Rock Company | Holcomb Rock | Industrial Non-CHP | VA | 0.6 | 0.2 | 0.2 | Conventional Hydroelectric | WAT | HY | 6 | 1920 |  |  | (OP) Operating | Lynchburg City
50134 | Holcomb Rock Company | Holcomb Rock | Industrial Non-CHP | VA | 0.6 | 0.2 | 0.2 | Conventional Hydroelectric | WAT | HY | 6 | 1920 |  |  | (OP) Operating | Lynchburg City
4619 | Town of Culpeper- (VA) | Electric Avenue Facility | Electric Utility | VA | 1.8 | 1.8 | 1.8 | Petroleum Liquids | DFO | IC | 12 | 2004 |  |  | (OP) Operating | Culpeper
4619 | Town of Culpeper- (VA) | Electric Avenue Facility | Electric Utility | VA | 1.8 | 1.8 | 1.8 | Petroleum Liquids | DFO | IC | 12 | 2004 |  |  | (OP) Operating | Culpeper
4619 | Town of Culpeper- (VA) | Electric Avenue Facility | Electric Utility | VA | 1.8 | 1.8 | 1.8 | Petroleum Liquids | DFO | IC | 12 | 2004 |  |  | (OP) Operating | Culpeper
11560 | City of Manassas - (VA) | Water Treatment Plant Generators | Electric Utility | VA | 1.8 | 1.7 | 1.7 | Petroleum Liquids | DFO | IC | 4 | 2007 |  |  | (OP) Operating | Prince William
11560 | City of Manassas - (VA) | Dean Drive Area Electric Generators | Electric Utility | VA | 1.6 | 1.6 | 1.6 | Petroleum Liquids | DFO | IC | 4 | 2007 |  |  | (OP) Operating | Manassas City
11560 | City of Manassas - (VA) | Dean Drive Area Electric Generators | Electric Utility | VA | 1.6 | 1.6 | 1.6 | Petroleum Liquids | DFO | IC | 4 | 2007 |  |  | (OP) Operating | Manassas City
54842 | WM Renewable Energy LLC | Waste Management Bethel LFGTE | IPP Non-CHP | VA | 0.8 | 0.8 | 0.8 | Landfill Gas | LFG | IC | 2 | 2008 |  |  | (OP) Operating | Hampton City
54842 | WM Renewable Energy LLC | Waste Management Bethel LFGTE | IPP Non-CHP | VA | 0.8 | 0.8 | 0.8 | Landfill Gas | LFG | IC | 2 | 2008 |  |  | (OP) Operating | Hampton City
54842 | WM Renewable Energy LLC | Waste Management Bethel LFGTE | IPP Non-CHP | VA | 0.8 | 0.8 | 0.8 | Landfill Gas | LFG | IC | 2 | 2008 |  |  | (OP) Operating | Hampton City
54842 | WM Renewable Energy LLC | Waste Management Bethel LFGTE | IPP Non-CHP | VA | 0.8 | 0.8 | 0.8 | Landfill Gas | LFG | IC | 2 | 2008 |  |  | (OP) Operating | Hampton City
54842 | WM Renewable Energy LLC | Waste Management Bethel LFGTE | IPP Non-CHP | VA | 0.8 | 0.8 | 0.8 | Landfill Gas | LFG | IC | 2 | 2008 |  |  | (OP) Operating | Hampton City
54842 | WM Renewable Energy LLC | Waste Management Bethel LFGTE | IPP Non-CHP | VA | 0.8 | 0.8 | 0.8 | Landfill Gas | LFG | IC | 2 | 2008 |  |  | (OP) Operating | Hampton City
55938 | Industrial Power Generating Company LLC | Amelia | IPP Non-CHP | VA | 0.3 | 0.3 | 0.3 | Landfill Gas | LFG | IC | 8 | 2001 |  |  | (OP) Operating | Amelia
55938 | Industrial Power Generating Company LLC | Amelia | IPP Non-CHP | VA | 0.3 | 0.3 | 0.3 | Landfill Gas | LFG | IC | 8 | 2001 |  |  | (OP) Operating | Amelia
55938 | Industrial Power Generating Company LLC | Amelia | IPP Non-CHP | VA | 0.3 | 0.3 | 0.3 | Landfill Gas | LFG | IC | 8 | 2001 |  |  | (OP) Operating | Amelia
55938 | Industrial Power Generating Company LLC | Amelia | IPP Non-CHP | VA | 0.3 | 0.3 | 0.3 | Landfill Gas | LFG | IC | 8 | 2001 |  |  | (OP) Operating | Amelia
55938 | Industrial Power Generating Company LLC | Amelia | IPP Non-CHP | VA | 0.3 | 0.3 | 0.3 | Landfill Gas | LFG | IC | 8 | 2001 |  |  | (OP) Operating | Amelia
55938 | Industrial Power Generating Company LLC | Amelia | IPP Non-CHP | VA | 0.3 | 0.3 | 0.3 | Landfill Gas | LFG | IC | 8 | 2001 |  |  | (OP) Operating | Amelia
55938 | Industrial Power Generating Company LLC | Amelia | IPP Non-CHP | VA | 0.3 | 0.3 | 0.3 | Landfill Gas | LFG | IC | 8 | 2001 |  |  | (OP) Operating | Amelia
55938 | Industrial Power Generating Company LLC | Amelia | IPP Non-CHP | VA | 0.3 | 0.3 | 0.3 | Landfill Gas | LFG | IC | 8 | 2001 |  |  | (OP) Operating | Amelia
55938 | Industrial Power Generating Company LLC | Amelia | IPP Non-CHP | VA | 0.3 | 0.3 | 0.3 | Landfill Gas | LFG | IC | 8 | 2001 |  |  | (OP) Operating | Amelia
55938 | Industrial Power Generating Company LLC | Amelia | IPP Non-CHP | VA | 0.3 | 0.3 | 0.3 | Landfill Gas | LFG | IC | 8 | 2001 |  |  | (OP) Operating | Amelia
55938 | Industrial Power Generating Company LLC | Amelia | IPP Non-CHP | VA | 0.3 | 0.3 | 0.3 | Landfill Gas | LFG | IC | 8 | 2001 |  |  | (OP) Operating | Amelia
55938 | Industrial Power Generating Company LLC | Amelia | IPP Non-CHP | VA | 0.3 | 0.3 | 0.3 | Landfill Gas | LFG | IC | 8 | 2001 |  |  | (OP) Operating | Amelia
55938 | Industrial Power Generating Company LLC | Amelia | IPP Non-CHP | VA | 0.3 | 0.3 | 0.3 | Landfill Gas | LFG | IC | 8 | 2001 |  |  | (OP) Operating | Amelia
55938 | Industrial Power Generating Company LLC | Amelia | IPP Non-CHP | VA | 0.3 | 0.3 | 0.3 | Landfill Gas | LFG | IC | 8 | 2001 |  |  | (OP) Operating | Amelia
55938 | Industrial Power Generating Company LLC | Amelia | IPP Non-CHP | VA | 0.3 | 0.3 | 0.3 | Landfill Gas | LFG | IC | 8 | 2001 |  |  | (OP) Operating | Amelia
55938 | Industrial Power Generating Company LLC | Amelia | IPP Non-CHP | VA | 0.3 | 0.3 | 0.3 | Landfill Gas | LFG | IC | 8 | 2001 |  |  | (OP) Operating | Amelia
55938 | Industrial Power Generating Company LLC | Amelia | IPP Non-CHP | VA | 0.3 | 0.3 | 0.3 | Landfill Gas | LFG | IC | 8 | 2001 |  |  | (OP) Operating | Amelia
55938 | Industrial Power Generating Company LLC | Amelia | IPP Non-CHP | VA | 0.3 | 0.3 | 0.3 | Landfill Gas | LFG | IC | 8 | 2001 |  |  | (OP) Operating | Amelia
55938 | Industrial Power Generating Company LLC | Amelia | IPP Non-CHP | VA | 0.3 | 0.3 | 0.3 | Landfill Gas | LFG | IC | 8 | 2001 |  |  | (OP) Operating | Amelia
55938 | Industrial Power Generating Company LLC | Amelia | IPP Non-CHP | VA | 0.3 | 0.3 | 0.3 | Landfill Gas | LFG | IC | 8 | 2001 |  |  | (OP) Operating | Amelia
55938 | Industrial Power Generating Company LLC | Amelia | IPP Non-CHP | VA | 0.3 | 0.3 | 0.3 | Landfill Gas | LFG | IC | 8 | 2001 |  |  | (OP) Operating | Amelia
55938 | Industrial Power Generating Company LLC | Amelia | IPP Non-CHP | VA | 0.3 | 0.3 | 0.3 | Landfill Gas | LFG | IC | 8 | 2001 |  |  | (OP) Operating | Amelia
55938 | Industrial Power Generating Company LLC | Amelia | IPP Non-CHP | VA | 0.3 | 0.3 | 0.3 | Landfill Gas | LFG | IC | 8 | 2001 |  |  | (OP) Operating | Amelia
55938 | Industrial Power Generating Company LLC | Amelia | IPP Non-CHP | VA | 0.3 | 0.3 | 0.3 | Landfill Gas | LFG | IC | 8 | 2001 |  |  | (OP) Operating | Amelia
55938 | Industrial Power Generating Company LLC | Amelia | IPP Non-CHP | VA | 0.3 | 0.3 | 0.3 | Landfill Gas | LFG | IC | 8 | 2001 |  |  | (OP) Operating | Amelia
55938 | Industrial Power Generating Company LLC | Amelia | IPP Non-CHP | VA | 0.3 | 0.3 | 0.3 | Landfill Gas | LFG | IC | 8 | 2001 |  |  | (OP) Operating | Amelia
55938 | Industrial Power Generating Company LLC | Amelia | IPP Non-CHP | VA | 0.3 | 0.3 | 0.3 | Landfill Gas | LFG | IC | 8 | 2001 |  |  | (OP) Operating | Amelia
55938 | Industrial Power Generating Company LLC | Amelia | IPP Non-CHP | VA | 0.3 | 0.3 | 0.3 | Landfill Gas | LFG | IC | 8 | 2001 |  |  | (OP) Operating | Amelia
55938 | Industrial Power Generating Company LLC | Amelia | IPP Non-CHP | VA | 0.3 | 0.3 | 0.3 | Landfill Gas | LFG | IC | 8 | 2001 |  |  | (OP) Operating | Amelia
55938 | Industrial Power Generating Company LLC | Amelia | IPP Non-CHP | VA | 0.3 | 0.3 | 0.3 | Landfill Gas | LFG | IC | 8 | 2001 |  |  | (OP) Operating | Amelia
55938 | Industrial Power Generating Company LLC | Amelia | IPP Non-CHP | VA | 0.3 | 0.3 | 0.3 | Landfill Gas | LFG | IC | 8 | 2001 |  |  | (OP) Operating | Amelia
55938 | Industrial Power Generating Company LLC | Amelia | IPP Non-CHP | VA | 0.3 | 0.3 | 0.3 | Landfill Gas | LFG | IC | 8 | 2001 |  |  | (OP) Operating | Amelia
55938 | Industrial Power Generating Company LLC | Amelia | IPP Non-CHP | VA | 0.3 | 0.3 | 0.3 | Landfill Gas | LFG | IC | 8 | 2001 |  |  | (OP) Operating | Amelia
55938 | Industrial Power Generating Company LLC | Amelia | IPP Non-CHP | VA | 0.3 | 0.3 | 0.3 | Landfill Gas | LFG | IC | 8 | 2001 |  |  | (OP) Operating | Amelia
55938 | Industrial Power Generating Company LLC | Amelia | IPP Non-CHP | VA | 0.3 | 0.3 | 0.3 | Landfill Gas | LFG | IC | 8 | 2001 |  |  | (OP) Operating | Amelia
55938 | Industrial Power Generating Company LLC | Amelia | IPP Non-CHP | VA | 0.3 | 0.3 | 0.3 | Landfill Gas | LFG | IC | 8 | 2001 |  |  | (OP) Operating | Amelia
55938 | Industrial Power Generating Company LLC | Amelia | IPP Non-CHP | VA | 0.3 | 0.3 | 0.3 | Landfill Gas | LFG | IC | 8 | 2001 |  |  | (OP) Operating | Amelia
55938 | Industrial Power Generating Company LLC | Amelia | IPP Non-CHP | VA | 0.3 | 0.3 | 0.3 | Landfill Gas | LFG | IC | 8 | 2001 |  |  | (OP) Operating | Amelia
55938 | Industrial Power Generating Company LLC | Amelia | IPP Non-CHP | VA | 0.3 | 0.3 | 0.3 | Landfill Gas | LFG | IC | 8 | 2001 |  |  | (OP) Operating | Amelia
55938 | Industrial Power Generating Company LLC | Amelia | IPP Non-CHP | VA | 0.3 | 0.3 | 0.3 | Landfill Gas | LFG | IC | 8 | 2001 |  |  | (OP) Operating | Amelia
55938 | Industrial Power Generating Company LLC | Amelia | IPP Non-CHP | VA | 0.3 | 0.3 | 0.3 | Landfill Gas | LFG | IC | 8 | 2001 |  |  | (OP) Operating | Amelia
55938 | Industrial Power Generating Company LLC | Amelia | IPP Non-CHP | VA | 0.3 | 0.3 | 0.3 | Landfill Gas | LFG | IC | 8 | 2001 |  |  | (OP) Operating | Amelia
55938 | Industrial Power Generating Company LLC | Amelia | IPP Non-CHP | VA | 0.3 | 0.3 | 0.3 | Landfill Gas | LFG | IC | 8 | 2001 |  |  | (OP) Operating | Amelia
55938 | Industrial Power Generating Company LLC | Amelia | IPP Non-CHP | VA | 0.3 | 0.3 | 0.3 | Landfill Gas | LFG | IC | 8 | 2001 |  |  | (OP) Operating | Amelia
55938 | Industrial Power Generating Company LLC | Amelia | IPP Non-CHP | VA | 0.3 | 0.3 | 0.3 | Landfill Gas | LFG | IC | 8 | 2001 |  |  | (OP) Operating | Amelia
55938 | Industrial Power Generating Company LLC | Amelia | IPP Non-CHP | VA | 0.3 | 0.3 | 0.3 | Landfill Gas | LFG | IC | 8 | 2001 |  |  | (OP) Operating | Amelia
55938 | Industrial Power Generating Company LLC | Amelia | IPP Non-CHP | VA | 0.3 | 0.3 | 0.3 | Landfill Gas | LFG | IC | 8 | 2001 |  |  | (OP) Operating | Amelia
55938 | Industrial Power Generating Company LLC | Amelia | IPP Non-CHP | VA | 0.3 | 0.3 | 0.3 | Landfill Gas | LFG | IC | 8 | 2001 |  |  | (OP) Operating | Amelia
55938 | Industrial Power Generating Company LLC | Brunswick Landfill Gas | IPP Non-CHP | VA | 0.3 | 0.3 | 0.3 | Landfill Gas | LFG | IC | 10 | 2007 |  |  | (OP) Operating | Brunswick
55938 | Industrial Power Generating Company LLC | Brunswick Landfill Gas | IPP Non-CHP | VA | 0.3 | 0.3 | 0.3 | Landfill Gas | LFG | IC | 10 | 2007 |  |  | (OP) Operating | Brunswick
55938 | Industrial Power Generating Company LLC | Brunswick Landfill Gas | IPP Non-CHP | VA | 0.3 | 0.3 | 0.3 | Landfill Gas | LFG | IC | 10 | 2007 |  |  | (OP) Operating | Brunswick
55938 | Industrial Power Generating Company LLC | Brunswick Landfill Gas | IPP Non-CHP | VA | 0.3 | 0.3 | 0.3 | Landfill Gas | LFG | IC | 10 | 2007 |  |  | (OP) Operating | Brunswick
55938 | Industrial Power Generating Company LLC | Brunswick Landfill Gas | IPP Non-CHP | VA | 0.3 | 0.3 | 0.3 | Landfill Gas | LFG | IC | 10 | 2007 |  |  | (OP) Operating | Brunswick
55938 | Industrial Power Generating Company LLC | Brunswick Landfill Gas | IPP Non-CHP | VA | 0.3 | 0.3 | 0.3 | Landfill Gas | LFG | IC | 10 | 2007 |  |  | (OP) Operating | Brunswick
55938 | Industrial Power Generating Company LLC | Brunswick Landfill Gas | IPP Non-CHP | VA | 0.3 | 0.3 | 0.3 | Landfill Gas | LFG | IC | 10 | 2007 |  |  | (OP) Operating | Brunswick
55938 | Industrial Power Generating Company LLC | Brunswick Landfill Gas | IPP Non-CHP | VA | 0.3 | 0.3 | 0.3 | Landfill Gas | LFG | IC | 10 | 2007 |  |  | (OP) Operating | Brunswick
55938 | Industrial Power Generating Company LLC | Brunswick Landfill Gas | IPP Non-CHP | VA | 0.3 | 0.3 | 0.3 | Landfill Gas | LFG | IC | 10 | 2007 |  |  | (OP) Operating | Brunswick
55938 | Industrial Power Generating Company LLC | Brunswick Landfill Gas | IPP Non-CHP | VA | 0.3 | 0.3 | 0.3 | Landfill Gas | LFG | IC | 10 | 2007 |  |  | (OP) Operating | Brunswick
55938 | Industrial Power Generating Company LLC | Brunswick Landfill Gas | IPP Non-CHP | VA | 0.3 | 0.3 | 0.3 | Landfill Gas | LFG | IC | 10 | 2007 |  |  | (OP) Operating | Brunswick
55938 | Industrial Power Generating Company LLC | Brunswick Landfill Gas | IPP Non-CHP | VA | 0.3 | 0.3 | 0.3 | Landfill Gas | LFG | IC | 10 | 2007 |  |  | (OP) Operating | Brunswick
55938 | Industrial Power Generating Company LLC | Brunswick Landfill Gas | IPP Non-CHP | VA | 0.3 | 0.3 | 0.3 | Landfill Gas | LFG | IC | 10 | 2007 |  |  | (OP) Operating | Brunswick
55938 | Industrial Power Generating Company LLC | Brunswick Landfill Gas | IPP Non-CHP | VA | 0.3 | 0.3 | 0.3 | Landfill Gas | LFG | IC | 10 | 2007 |  |  | (OP) Operating | Brunswick
55938 | Industrial Power Generating Company LLC | Brunswick Landfill Gas | IPP Non-CHP | VA | 0.3 | 0.3 | 0.3 | Landfill Gas | LFG | IC | 10 | 2007 |  |  | (OP) Operating | Brunswick
55938 | Industrial Power Generating Company LLC | Brunswick Landfill Gas | IPP Non-CHP | VA | 0.3 | 0.3 | 0.3 | Landfill Gas | LFG | IC | 10 | 2007 |  |  | (OP) Operating | Brunswick
55938 | Industrial Power Generating Company LLC | Brunswick Landfill Gas | IPP Non-CHP | VA | 0.3 | 0.3 | 0.3 | Landfill Gas | LFG | IC | 10 | 2007 |  |  | (OP) Operating | Brunswick
55938 | Industrial Power Generating Company LLC | Brunswick Landfill Gas | IPP Non-CHP | VA | 0.3 | 0.3 | 0.3 | Landfill Gas | LFG | IC | 10 | 2007 |  |  | (OP) Operating | Brunswick
55938 | Industrial Power Generating Company LLC | Brunswick Landfill Gas | IPP Non-CHP | VA | 0.3 | 0.3 | 0.3 | Landfill Gas | LFG | IC | 10 | 2007 |  |  | (OP) Operating | Brunswick
55938 | Industrial Power Generating Company LLC | Brunswick Landfill Gas | IPP Non-CHP | VA | 0.3 | 0.3 | 0.3 | Landfill Gas | LFG | IC | 10 | 2007 |  |  | (OP) Operating | Brunswick
55938 | Industrial Power Generating Company LLC | Brunswick Landfill Gas | IPP Non-CHP | VA | 0.3 | 0.3 | 0.3 | Landfill Gas | LFG | IC | 10 | 2007 |  |  | (OP) Operating | Brunswick
55938 | Industrial Power Generating Company LLC | Brunswick Landfill Gas | IPP Non-CHP | VA | 0.3 | 0.3 | 0.3 | Landfill Gas | LFG | IC | 10 | 2007 |  |  | (OP) Operating | Brunswick
55938 | Industrial Power Generating Company LLC | Brunswick Landfill Gas | IPP Non-CHP | VA | 0.3 | 0.3 | 0.3 | Landfill Gas | LFG | IC | 10 | 2007 |  |  | (OP) Operating | Brunswick
55938 | Industrial Power Generating Company LLC | Brunswick Landfill Gas | IPP Non-CHP | VA | 0.3 | 0.3 | 0.3 | Landfill Gas | LFG | IC | 10 | 2007 |  |  | (OP) Operating | Brunswick
55938 | Industrial Power Generating Company LLC | Brunswick Landfill Gas | IPP Non-CHP | VA | 0.3 | 0.3 | 0.3 | Landfill Gas | LFG | IC | 10 | 2007 |  |  | (OP) Operating | Brunswick
55938 | Industrial Power Generating Company LLC | Brunswick Landfill Gas | IPP Non-CHP | VA | 0.3 | 0.3 | 0.3 | Landfill Gas | LFG | IC | 10 | 2007 |  |  | (OP) Operating | Brunswick
55938 | Industrial Power Generating Company LLC | Brunswick Landfill Gas | IPP Non-CHP | VA | 0.3 | 0.3 | 0.3 | Landfill Gas | LFG | IC | 10 | 2007 |  |  | (OP) Operating | Brunswick
55938 | Industrial Power Generating Company LLC | Brunswick Landfill Gas | IPP Non-CHP | VA | 0.3 | 0.3 | 0.3 | Landfill Gas | LFG | IC | 10 | 2007 |  |  | (OP) Operating | Brunswick
55938 | Industrial Power Generating Company LLC | Brunswick Landfill Gas | IPP Non-CHP | VA | 0.3 | 0.3 | 0.3 | Landfill Gas | LFG | IC | 10 | 2007 |  |  | (OP) Operating | Brunswick
55938 | Industrial Power Generating Company LLC | Brunswick Landfill Gas | IPP Non-CHP | VA | 0.3 | 0.3 | 0.3 | Landfill Gas | LFG | IC | 10 | 2007 |  |  | (OP) Operating | Brunswick
55938 | Industrial Power Generating Company LLC | Brunswick Landfill Gas | IPP Non-CHP | VA | 0.3 | 0.3 | 0.3 | Landfill Gas | LFG | IC | 10 | 2007 |  |  | (OP) Operating | Brunswick
55938 | Industrial Power Generating Company LLC | Brunswick Landfill Gas | IPP Non-CHP | VA | 0.3 | 0.3 | 0.3 | Landfill Gas | LFG | IC | 10 | 2007 |  |  | (OP) Operating | Brunswick
55938 | Industrial Power Generating Company LLC | Brunswick Landfill Gas | IPP Non-CHP | VA | 0.3 | 0.3 | 0.3 | Landfill Gas | LFG | IC | 10 | 2007 |  |  | (OP) Operating | Brunswick
55938 | Industrial Power Generating Company LLC | Brunswick Landfill Gas | IPP Non-CHP | VA | 0.3 | 0.3 | 0.3 | Landfill Gas | LFG | IC | 10 | 2007 |  |  | (OP) Operating | Brunswick
55938 | Industrial Power Generating Company LLC | Brunswick Landfill Gas | IPP Non-CHP | VA | 0.3 | 0.3 | 0.3 | Landfill Gas | LFG | IC | 10 | 2007 |  |  | (OP) Operating | Brunswick
55938 | Industrial Power Generating Company LLC | Charles City | IPP Non-CHP | VA | 0.3 | 0.3 | 0.3 | Landfill Gas | LFG | IC | 11 | 2003 |  |  | (OP) Operating | Charles City
55938 | Industrial Power Generating Company LLC | Charles City | IPP Non-CHP | VA | 0.3 | 0.3 | 0.3 | Landfill Gas | LFG | IC | 11 | 2003 |  |  | (OP) Operating | Charles City
55938 | Industrial Power Generating Company LLC | Charles City | IPP Non-CHP | VA | 0.3 | 0.3 | 0.3 | Landfill Gas | LFG | IC | 11 | 2003 |  |  | (OP) Operating | Charles City
55938 | Industrial Power Generating Company LLC | Charles City | IPP Non-CHP | VA | 0.3 | 0.3 | 0.3 | Landfill Gas | LFG | IC | 11 | 2003 |  |  | (OP) Operating | Charles City
55938 | Industrial Power Generating Company LLC | Charles City | IPP Non-CHP | VA | 0.3 | 0.3 | 0.3 | Landfill Gas | LFG | IC | 11 | 2003 |  |  | (OP) Operating | Charles City
55938 | Industrial Power Generating Company LLC | Charles City | IPP Non-CHP | VA | 0.3 | 0.3 | 0.3 | Landfill Gas | LFG | IC | 11 | 2003 |  |  | (OP) Operating | Charles City
55938 | Industrial Power Generating Company LLC | Charles City | IPP Non-CHP | VA | 0.3 | 0.3 | 0.3 | Landfill Gas | LFG | IC | 11 | 2003 |  |  | (OP) Operating | Charles City
55938 | Industrial Power Generating Company LLC | Charles City | IPP Non-CHP | VA | 0.3 | 0.3 | 0.3 | Landfill Gas | LFG | IC | 11 | 2003 |  |  | (OP) Operating | Charles City
55938 | Industrial Power Generating Company LLC | Charles City | IPP Non-CHP | VA | 0.3 | 0.3 | 0.3 | Landfill Gas | LFG | IC | 11 | 2003 |  |  | (OP) Operating | Charles City
55938 | Industrial Power Generating Company LLC | Charles City | IPP Non-CHP | VA | 0.3 | 0.3 | 0.3 | Landfill Gas | LFG | IC | 11 | 2003 |  |  | (OP) Operating | Charles City
55938 | Industrial Power Generating Company LLC | Charles City | IPP Non-CHP | VA | 0.3 | 0.3 | 0.3 | Landfill Gas | LFG | IC | 11 | 2003 |  |  | (OP) Operating | Charles City
55938 | Industrial Power Generating Company LLC | Charles City | IPP Non-CHP | VA | 0.3 | 0.3 | 0.3 | Landfill Gas | LFG | IC | 11 | 2003 |  |  | (OP) Operating | Charles City
55938 | Industrial Power Generating Company LLC | Charles City | IPP Non-CHP | VA | 0.3 | 0.3 | 0.3 | Landfill Gas | LFG | IC | 11 | 2003 |  |  | (OP) Operating | Charles City
55938 | Industrial Power Generating Company LLC | Charles City | IPP Non-CHP | VA | 0.3 | 0.3 | 0.3 | Landfill Gas | LFG | IC | 11 | 2003 |  |  | (OP) Operating | Charles City
55938 | Industrial Power Generating Company LLC | Charles City | IPP Non-CHP | VA | 0.3 | 0.3 | 0.3 | Landfill Gas | LFG | IC | 11 | 2003 |  |  | (OP) Operating | Charles City
55938 | Industrial Power Generating Company LLC | Charles City | IPP Non-CHP | VA | 0.3 | 0.3 | 0.3 | Landfill Gas | LFG | IC | 11 | 2003 |  |  | (OP) Operating | Charles City
55938 | Industrial Power Generating Company LLC | Charles City | IPP Non-CHP | VA | 0.3 | 0.3 | 0.3 | Landfill Gas | LFG | IC | 11 | 2003 |  |  | (OP) Operating | Charles City
55938 | Industrial Power Generating Company LLC | Charles City | IPP Non-CHP | VA | 0.3 | 0.3 | 0.3 | Landfill Gas | LFG | IC | 11 | 2003 |  |  | (OP) Operating | Charles City
55938 | Industrial Power Generating Company LLC | Charles City | IPP Non-CHP | VA | 0.3 | 0.3 | 0.3 | Landfill Gas | LFG | IC | 11 | 2003 |  |  | (OP) Operating | Charles City
55938 | Industrial Power Generating Company LLC | Charles City | IPP Non-CHP | VA | 0.3 | 0.3 | 0.3 | Landfill Gas | LFG | IC | 11 | 2003 |  |  | (OP) Operating | Charles City
55938 | Industrial Power Generating Company LLC | Charles City | IPP Non-CHP | VA | 0.3 | 0.3 | 0.3 | Landfill Gas | LFG | IC | 11 | 2003 |  |  | (OP) Operating | Charles City
55938 | Industrial Power Generating Company LLC | Charles City | IPP Non-CHP | VA | 0.3 | 0.3 | 0.3 | Landfill Gas | LFG | IC | 11 | 2003 |  |  | (OP) Operating | Charles City
55938 | Industrial Power Generating Company LLC | Charles City | IPP Non-CHP | VA | 0.3 | 0.3 | 0.3 | Landfill Gas | LFG | IC | 11 | 2003 |  |  | (OP) Operating | Charles City
55938 | Industrial Power Generating Company LLC | Charles City | IPP Non-CHP | VA | 0.3 | 0.3 | 0.3 | Landfill Gas | LFG | IC | 11 | 2003 |  |  | (OP) Operating | Charles City
55938 | Industrial Power Generating Company LLC | Charles City | IPP Non-CHP | VA | 0.3 | 0.3 | 0.3 | Landfill Gas | LFG | IC | 11 | 2003 |  |  | (OP) Operating | Charles City
55938 | Industrial Power Generating Company LLC | Charles City | IPP Non-CHP | VA | 0.3 | 0.3 | 0.3 | Landfill Gas | LFG | IC | 11 | 2003 |  |  | (OP) Operating | Charles City
55938 | Industrial Power Generating Company LLC | Charles City | IPP Non-CHP | VA | 0.3 | 0.3 | 0.3 | Landfill Gas | LFG | IC | 11 | 2003 |  |  | (OP) Operating | Charles City
55938 | Industrial Power Generating Company LLC | Charles City | IPP Non-CHP | VA | 0.3 | 0.3 | 0.3 | Landfill Gas | LFG | IC | 11 | 2003 |  |  | (OP) Operating | Charles City
55938 | Industrial Power Generating Company LLC | Charles City | IPP Non-CHP | VA | 0.3 | 0.3 | 0.3 | Landfill Gas | LFG | IC | 11 | 2003 |  |  | (OP) Operating | Charles City
55938 | Industrial Power Generating Company LLC | Charles City | IPP Non-CHP | VA | 0.3 | 0.3 | 0.3 | Landfill Gas | LFG | IC | 11 | 2003 |  |  | (OP) Operating | Charles City
55938 | Industrial Power Generating Company LLC | Charles City | IPP Non-CHP | VA | 0.3 | 0.3 | 0.3 | Landfill Gas | LFG | IC | 11 | 2003 |  |  | (OP) Operating | Charles City
55938 | Industrial Power Generating Company LLC | Charles City | IPP Non-CHP | VA | 0.3 | 0.3 | 0.3 | Landfill Gas | LFG | IC | 11 | 2003 |  |  | (OP) Operating | Charles City
55938 | Industrial Power Generating Company LLC | Charles City | IPP Non-CHP | VA | 0.3 | 0.3 | 0.3 | Landfill Gas | LFG | IC | 11 | 2003 |  |  | (OP) Operating | Charles City
55938 | Industrial Power Generating Company LLC | Charles City | IPP Non-CHP | VA | 0.3 | 0.3 | 0.3 | Landfill Gas | LFG | IC | 11 | 2003 |  |  | (OP) Operating | Charles City
55938 | Industrial Power Generating Company LLC | Charles City | IPP Non-CHP | VA | 0.3 | 0.3 | 0.3 | Landfill Gas | LFG | IC | 11 | 2003 |  |  | (OP) Operating | Charles City
55938 | Industrial Power Generating Company LLC | Charles City | IPP Non-CHP | VA | 0.3 | 0.3 | 0.3 | Landfill Gas | LFG | IC | 11 | 2003 |  |  | (OP) Operating | Charles City
55938 | Industrial Power Generating Company LLC | Charles City | IPP Non-CHP | VA | 0.3 | 0.3 | 0.3 | Landfill Gas | LFG | IC | 11 | 2003 |  |  | (OP) Operating | Charles City
55938 | Industrial Power Generating Company LLC | Charles City | IPP Non-CHP | VA | 0.3 | 0.3 | 0.3 | Landfill Gas | LFG | IC | 11 | 2003 |  |  | (OP) Operating | Charles City
55938 | Industrial Power Generating Company LLC | Charles City | IPP Non-CHP | VA | 0.3 | 0.3 | 0.3 | Landfill Gas | LFG | IC | 11 | 2003 |  |  | (OP) Operating | Charles City
55938 | Industrial Power Generating Company LLC | Charles City | IPP Non-CHP | VA | 0.3 | 0.3 | 0.3 | Landfill Gas | LFG | IC | 11 | 2003 |  |  | (OP) Operating | Charles City
55938 | Industrial Power Generating Company LLC | Charles City | IPP Non-CHP | VA | 0.3 | 0.3 | 0.3 | Landfill Gas | LFG | IC | 11 | 2003 |  |  | (OP) Operating | Charles City
55938 | Industrial Power Generating Company LLC | Charles City | IPP Non-CHP | VA | 0.3 | 0.3 | 0.3 | Landfill Gas | LFG | IC | 11 | 2003 |  |  | (OP) Operating | Charles City
55938 | Industrial Power Generating Company LLC | Charles City | IPP Non-CHP | VA | 0.3 | 0.3 | 0.3 | Landfill Gas | LFG | IC | 11 | 2003 |  |  | (OP) Operating | Charles City
55938 | Industrial Power Generating Company LLC | Charles City | IPP Non-CHP | VA | 0.3 | 0.3 | 0.3 | Landfill Gas | LFG | IC | 11 | 2003 |  |  | (OP) Operating | Charles City
55938 | Industrial Power Generating Company LLC | Charles City | IPP Non-CHP | VA | 0.3 | 0.3 | 0.3 | Landfill Gas | LFG | IC | 11 | 2003 |  |  | (OP) Operating | Charles City
55938 | Industrial Power Generating Company LLC | Charles City | IPP Non-CHP | VA | 0.3 | 0.3 | 0.3 | Landfill Gas | LFG | IC | 11 | 2003 |  |  | (OP) Operating | Charles City
55938 | Industrial Power Generating Company LLC | Charles City | IPP Non-CHP | VA | 0.3 | 0.3 | 0.3 | Landfill Gas | LFG | IC | 11 | 2003 |  |  | (OP) Operating | Charles City
55938 | Industrial Power Generating Company LLC | Charles City | IPP Non-CHP | VA | 0.3 | 0.3 | 0.3 | Landfill Gas | LFG | IC | 11 | 2003 |  |  | (OP) Operating | Charles City
55938 | Industrial Power Generating Company LLC | Chesterfield Landfill Gas | IPP Non-CHP | VA | 0.3 | 0.3 | 0.3 | Landfill Gas | LFG | IC | 6 | 2004 |  |  | (OP) Operating | Chesterfield
55938 | Industrial Power Generating Company LLC | Chesterfield Landfill Gas | IPP Non-CHP | VA | 0.3 | 0.3 | 0.3 | Landfill Gas | LFG | IC | 6 | 2004 |  |  | (OP) Operating | Chesterfield
55938 | Industrial Power Generating Company LLC | Chesterfield Landfill Gas | IPP Non-CHP | VA | 0.3 | 0.3 | 0.3 | Landfill Gas | LFG | IC | 6 | 2004 |  |  | (OP) Operating | Chesterfield
55938 | Industrial Power Generating Company LLC | Chesterfield Landfill Gas | IPP Non-CHP | VA | 0.3 | 0.3 | 0.3 | Landfill Gas | LFG | IC | 6 | 2004 |  |  | (OP) Operating | Chesterfield
55938 | Industrial Power Generating Company LLC | Chesterfield Landfill Gas | IPP Non-CHP | VA | 0.3 | 0.3 | 0.3 | Landfill Gas | LFG | IC | 6 | 2004 |  |  | (OP) Operating | Chesterfield
55938 | Industrial Power Generating Company LLC | Chesterfield Landfill Gas | IPP Non-CHP | VA | 0.3 | 0.3 | 0.3 | Landfill Gas | LFG | IC | 6 | 2004 |  |  | (OP) Operating | Chesterfield
55938 | Industrial Power Generating Company LLC | Chesterfield Landfill Gas | IPP Non-CHP | VA | 0.3 | 0.3 | 0.3 | Landfill Gas | LFG | IC | 6 | 2004 |  |  | (OP) Operating | Chesterfield
55938 | Industrial Power Generating Company LLC | Chesterfield Landfill Gas | IPP Non-CHP | VA | 0.3 | 0.3 | 0.3 | Landfill Gas | LFG | IC | 6 | 2004 |  |  | (OP) Operating | Chesterfield
55938 | Industrial Power Generating Company LLC | Chesterfield Landfill Gas | IPP Non-CHP | VA | 0.3 | 0.3 | 0.3 | Landfill Gas | LFG | IC | 6 | 2004 |  |  | (OP) Operating | Chesterfield
55938 | Industrial Power Generating Company LLC | Chesterfield Landfill Gas | IPP Non-CHP | VA | 0.3 | 0.3 | 0.3 | Landfill Gas | LFG | IC | 6 | 2004 |  |  | (OP) Operating | Chesterfield
55938 | Industrial Power Generating Company LLC | Chesterfield Landfill Gas | IPP Non-CHP | VA | 0.3 | 0.3 | 0.3 | Landfill Gas | LFG | IC | 6 | 2004 |  |  | (OP) Operating | Chesterfield
55938 | Industrial Power Generating Company LLC | Chesterfield Landfill Gas | IPP Non-CHP | VA | 0.3 | 0.3 | 0.3 | Landfill Gas | LFG | IC | 6 | 2004 |  |  | (OP) Operating | Chesterfield
55938 | Industrial Power Generating Company LLC | Chesterfield Landfill Gas | IPP Non-CHP | VA | 0.3 | 0.3 | 0.3 | Landfill Gas | LFG | IC | 6 | 2004 |  |  | (OP) Operating | Chesterfield
55938 | Industrial Power Generating Company LLC | Chesterfield Landfill Gas | IPP Non-CHP | VA | 0.3 | 0.3 | 0.3 | Landfill Gas | LFG | IC | 6 | 2004 |  |  | (OP) Operating | Chesterfield
55938 | Industrial Power Generating Company LLC | Chesterfield Landfill Gas | IPP Non-CHP | VA | 0.3 | 0.3 | 0.3 | Landfill Gas | LFG | IC | 6 | 2004 |  |  | (OP) Operating | Chesterfield
55938 | Industrial Power Generating Company LLC | Chesterfield Landfill Gas | IPP Non-CHP | VA | 0.3 | 0.3 | 0.3 | Landfill Gas | LFG | IC | 6 | 2004 |  |  | (OP) Operating | Chesterfield
55938 | Industrial Power Generating Company LLC | Chesterfield Landfill Gas | IPP Non-CHP | VA | 0.3 | 0.3 | 0.3 | Landfill Gas | LFG | IC | 6 | 2004 |  |  | (OP) Operating | Chesterfield
55938 | Industrial Power Generating Company LLC | Chesterfield Landfill Gas | IPP Non-CHP | VA | 0.3 | 0.3 | 0.3 | Landfill Gas | LFG | IC | 6 | 2004 |  |  | (OP) Operating | Chesterfield
55938 | Industrial Power Generating Company LLC | Chesterfield Landfill Gas | IPP Non-CHP | VA | 0.3 | 0.3 | 0.3 | Landfill Gas | LFG | IC | 6 | 2004 |  |  | (OP) Operating | Chesterfield
55938 | Industrial Power Generating Company LLC | Chesterfield Landfill Gas | IPP Non-CHP | VA | 0.3 | 0.3 | 0.3 | Landfill Gas | LFG | IC | 6 | 2004 |  |  | (OP) Operating | Chesterfield
55938 | Industrial Power Generating Company LLC | Chesterfield Landfill Gas | IPP Non-CHP | VA | 0.3 | 0.3 | 0.3 | Landfill Gas | LFG | IC | 6 | 2004 |  |  | (OP) Operating | Chesterfield
55938 | Industrial Power Generating Company LLC | Chesterfield Landfill Gas | IPP Non-CHP | VA | 0.3 | 0.3 | 0.3 | Landfill Gas | LFG | IC | 6 | 2004 |  |  | (OP) Operating | Chesterfield
55938 | Industrial Power Generating Company LLC | Chesterfield Landfill Gas | IPP Non-CHP | VA | 0.3 | 0.3 | 0.3 | Landfill Gas | LFG | IC | 6 | 2004 |  |  | (OP) Operating | Chesterfield
55938 | Industrial Power Generating Company LLC | Chesterfield Landfill Gas | IPP Non-CHP | VA | 0.3 | 0.3 | 0.3 | Landfill Gas | LFG | IC | 6 | 2004 |  |  | (OP) Operating | Chesterfield
55938 | Industrial Power Generating Company LLC | Chesterfield Landfill Gas | IPP Non-CHP | VA | 0.3 | 0.3 | 0.3 | Landfill Gas | LFG | IC | 6 | 2004 |  |  | (OP) Operating | Chesterfield
55938 | Industrial Power Generating Company LLC | Chesterfield Landfill Gas | IPP Non-CHP | VA | 0.3 | 0.3 | 0.3 | Landfill Gas | LFG | IC | 6 | 2004 |  |  | (OP) Operating | Chesterfield
55938 | Industrial Power Generating Company LLC | Chesterfield Landfill Gas | IPP Non-CHP | VA | 0.3 | 0.3 | 0.3 | Landfill Gas | LFG | IC | 6 | 2004 |  |  | (OP) Operating | Chesterfield
55938 | Industrial Power Generating Company LLC | Chesterfield Landfill Gas | IPP Non-CHP | VA | 0.3 | 0.3 | 0.3 | Landfill Gas | LFG | IC | 6 | 2004 |  |  | (OP) Operating | Chesterfield
55938 | Industrial Power Generating Company LLC | Chesterfield Landfill Gas | IPP Non-CHP | VA | 0.3 | 0.3 | 0.3 | Landfill Gas | LFG | IC | 6 | 2004 |  |  | (OP) Operating | Chesterfield
55938 | Industrial Power Generating Company LLC | Chesterfield Landfill Gas | IPP Non-CHP | VA | 0.3 | 0.3 | 0.3 | Landfill Gas | LFG | IC | 6 | 2004 |  |  | (OP) Operating | Chesterfield
55938 | Industrial Power Generating Company LLC | Chesterfield Landfill Gas | IPP Non-CHP | VA | 0.3 | 0.3 | 0.3 | Landfill Gas | LFG | IC | 6 | 2004 |  |  | (OP) Operating | Chesterfield
55938 | Industrial Power Generating Company LLC | Chesterfield Landfill Gas | IPP Non-CHP | VA | 0.3 | 0.3 | 0.3 | Landfill Gas | LFG | IC | 6 | 2004 |  |  | (OP) Operating | Chesterfield
55938 | Industrial Power Generating Company LLC | Chesterfield Landfill Gas | IPP Non-CHP | VA | 0.3 | 0.3 | 0.3 | Landfill Gas | LFG | IC | 6 | 2004 |  |  | (OP) Operating | Chesterfield
55938 | Industrial Power Generating Company LLC | Chesterfield Landfill Gas | IPP Non-CHP | VA | 0.3 | 0.3 | 0.3 | Landfill Gas | LFG | IC | 6 | 2004 |  |  | (OP) Operating | Chesterfield
55938 | Industrial Power Generating Company LLC | Chesterfield Landfill Gas | IPP Non-CHP | VA | 0.3 | 0.3 | 0.3 | Landfill Gas | LFG | IC | 6 | 2004 |  |  | (OP) Operating | Chesterfield
55938 | Industrial Power Generating Company LLC | Chesterfield Landfill Gas | IPP Non-CHP | VA | 0.3 | 0.3 | 0.3 | Landfill Gas | LFG | IC | 6 | 2004 |  |  | (OP) Operating | Chesterfield
55938 | Industrial Power Generating Company LLC | Chesterfield Landfill Gas | IPP Non-CHP | VA | 0.3 | 0.3 | 0.3 | Landfill Gas | LFG | IC | 6 | 2004 |  |  | (OP) Operating | Chesterfield
55938 | Industrial Power Generating Company LLC | Chesterfield Landfill Gas | IPP Non-CHP | VA | 0.3 | 0.3 | 0.3 | Landfill Gas | LFG | IC | 6 | 2004 |  |  | (OP) Operating | Chesterfield
55938 | Industrial Power Generating Company LLC | Chesterfield Landfill Gas | IPP Non-CHP | VA | 0.3 | 0.3 | 0.3 | Landfill Gas | LFG | IC | 6 | 2004 |  |  | (OP) Operating | Chesterfield
55938 | Industrial Power Generating Company LLC | Chesterfield Landfill Gas | IPP Non-CHP | VA | 0.3 | 0.3 | 0.3 | Landfill Gas | LFG | IC | 6 | 2004 |  |  | (OP) Operating | Chesterfield
55938 | Industrial Power Generating Company LLC | Chesterfield Landfill Gas | IPP Non-CHP | VA | 0.3 | 0.3 | 0.3 | Landfill Gas | LFG | IC | 6 | 2004 |  |  | (OP) Operating | Chesterfield
55938 | Industrial Power Generating Company LLC | Chesterfield Landfill Gas | IPP Non-CHP | VA | 0.3 | 0.3 | 0.3 | Landfill Gas | LFG | IC | 6 | 2004 |  |  | (OP) Operating | Chesterfield
55938 | Industrial Power Generating Company LLC | Chesterfield Landfill Gas | IPP Non-CHP | VA | 0.3 | 0.3 | 0.3 | Landfill Gas | LFG | IC | 6 | 2004 |  |  | (OP) Operating | Chesterfield
55938 | Industrial Power Generating Company LLC | Chesterfield Landfill Gas | IPP Non-CHP | VA | 0.3 | 0.3 | 0.3 | Landfill Gas | LFG | IC | 6 | 2004 |  |  | (OP) Operating | Chesterfield
55938 | Industrial Power Generating Company LLC | Chesterfield Landfill Gas | IPP Non-CHP | VA | 0.3 | 0.3 | 0.3 | Landfill Gas | LFG | IC | 6 | 2004 |  |  | (OP) Operating | Chesterfield
55938 | Industrial Power Generating Company LLC | Chesterfield Landfill Gas | IPP Non-CHP | VA | 0.3 | 0.3 | 0.3 | Landfill Gas | LFG | IC | 6 | 2004 |  |  | (OP) Operating | Chesterfield
55938 | Industrial Power Generating Company LLC | Chesterfield Landfill Gas | IPP Non-CHP | VA | 0.3 | 0.3 | 0.3 | Landfill Gas | LFG | IC | 6 | 2004 |  |  | (OP) Operating | Chesterfield
55938 | Industrial Power Generating Company LLC | Chesterfield Landfill Gas | IPP Non-CHP | VA | 0.3 | 0.3 | 0.3 | Landfill Gas | LFG | IC | 6 | 2004 |  |  | (OP) Operating | Chesterfield
55938 | Industrial Power Generating Company LLC | King & Queen | IPP Non-CHP | VA | 0.3 | 0.3 | 0.3 | Landfill Gas | LFG | IC | 1 | 2008 |  |  | (OP) Operating | King and Queen
55938 | Industrial Power Generating Company LLC | King & Queen | IPP Non-CHP | VA | 0.3 | 0.3 | 0.3 | Landfill Gas | LFG | IC | 1 | 2008 |  |  | (OP) Operating | King and Queen
55938 | Industrial Power Generating Company LLC | King & Queen | IPP Non-CHP | VA | 0.3 | 0.3 | 0.3 | Landfill Gas | LFG | IC | 1 | 2008 |  |  | (OP) Operating | King and Queen
55938 | Industrial Power Generating Company LLC | King & Queen | IPP Non-CHP | VA | 0.3 | 0.3 | 0.3 | Landfill Gas | LFG | IC | 1 | 2008 |  |  | (OP) Operating | King and Queen
55938 | Industrial Power Generating Company LLC | King & Queen | IPP Non-CHP | VA | 0.3 | 0.3 | 0.3 | Landfill Gas | LFG | IC | 1 | 2008 |  |  | (OP) Operating | King and Queen
55938 | Industrial Power Generating Company LLC | King & Queen | IPP Non-CHP | VA | 0.3 | 0.3 | 0.3 | Landfill Gas | LFG | IC | 1 | 2008 |  |  | (OP) Operating | King and Queen
55938 | Industrial Power Generating Company LLC | King & Queen | IPP Non-CHP | VA | 0.3 | 0.3 | 0.3 | Landfill Gas | LFG | IC | 1 | 2008 |  |  | (OP) Operating | King and Queen
55938 | Industrial Power Generating Company LLC | King & Queen | IPP Non-CHP | VA | 0.3 | 0.3 | 0.3 | Landfill Gas | LFG | IC | 1 | 2008 |  |  | (OP) Operating | King and Queen
55938 | Industrial Power Generating Company LLC | King & Queen | IPP Non-CHP | VA | 0.3 | 0.3 | 0.3 | Landfill Gas | LFG | IC | 1 | 2008 |  |  | (OP) Operating | King and Queen
55938 | Industrial Power Generating Company LLC | King & Queen | IPP Non-CHP | VA | 0.3 | 0.3 | 0.3 | Landfill Gas | LFG | IC | 1 | 2008 |  |  | (OP) Operating | King and Queen
55938 | Industrial Power Generating Company LLC | King & Queen | IPP Non-CHP | VA | 0.3 | 0.3 | 0.3 | Landfill Gas | LFG | IC | 1 | 2008 |  |  | (OP) Operating | King and Queen
55938 | Industrial Power Generating Company LLC | King & Queen | IPP Non-CHP | VA | 0.3 | 0.3 | 0.3 | Landfill Gas | LFG | IC | 1 | 2008 |  |  | (OP) Operating | King and Queen
55938 | Industrial Power Generating Company LLC | King & Queen | IPP Non-CHP | VA | 0.3 | 0.3 | 0.3 | Landfill Gas | LFG | IC | 1 | 2008 |  |  | (OP) Operating | King and Queen
55938 | Industrial Power Generating Company LLC | King & Queen | IPP Non-CHP | VA | 0.3 | 0.3 | 0.3 | Landfill Gas | LFG | IC | 1 | 2008 |  |  | (OP) Operating | King and Queen
55938 | Industrial Power Generating Company LLC | King & Queen | IPP Non-CHP | VA | 0.3 | 0.3 | 0.3 | Landfill Gas | LFG | IC | 1 | 2008 |  |  | (OP) Operating | King and Queen
55938 | Industrial Power Generating Company LLC | King & Queen | IPP Non-CHP | VA | 0.3 | 0.3 | 0.3 | Landfill Gas | LFG | IC | 1 | 2008 |  |  | (OP) Operating | King and Queen
55938 | Industrial Power Generating Company LLC | King & Queen | IPP Non-CHP | VA | 0.3 | 0.3 | 0.3 | Landfill Gas | LFG | IC | 1 | 2008 |  |  | (OP) Operating | King and Queen
55938 | Industrial Power Generating Company LLC | King & Queen | IPP Non-CHP | VA | 0.3 | 0.3 | 0.3 | Landfill Gas | LFG | IC | 1 | 2008 |  |  | (OP) Operating | King and Queen
55938 | Industrial Power Generating Company LLC | King & Queen | IPP Non-CHP | VA | 0.3 | 0.3 | 0.3 | Landfill Gas | LFG | IC | 1 | 2008 |  |  | (OP) Operating | King and Queen
55938 | Industrial Power Generating Company LLC | King & Queen | IPP Non-CHP | VA | 0.3 | 0.3 | 0.3 | Landfill Gas | LFG | IC | 1 | 2008 |  |  | (OP) Operating | King and Queen
55938 | Industrial Power Generating Company LLC | King & Queen | IPP Non-CHP | VA | 0.3 | 0.3 | 0.3 | Landfill Gas | LFG | IC | 1 | 2008 |  |  | (OP) Operating | King and Queen
55938 | Industrial Power Generating Company LLC | King & Queen | IPP Non-CHP | VA | 0.3 | 0.3 | 0.3 | Landfill Gas | LFG | IC | 1 | 2008 |  |  | (OP) Operating | King and Queen
55938 | Industrial Power Generating Company LLC | King & Queen | IPP Non-CHP | VA | 0.3 | 0.3 | 0.3 | Landfill Gas | LFG | IC | 1 | 2008 |  |  | (OP) Operating | King and Queen
55938 | Industrial Power Generating Company LLC | King & Queen | IPP Non-CHP | VA | 0.3 | 0.3 | 0.3 | Landfill Gas | LFG | IC | 1 | 2008 |  |  | (OP) Operating | King and Queen
55938 | Industrial Power Generating Company LLC | King & Queen | IPP Non-CHP | VA | 0.3 | 0.3 | 0.3 | Landfill Gas | LFG | IC | 1 | 2008 |  |  | (OP) Operating | King and Queen
55938 | Industrial Power Generating Company LLC | King & Queen | IPP Non-CHP | VA | 0.3 | 0.3 | 0.3 | Landfill Gas | LFG | IC | 1 | 2008 |  |  | (OP) Operating | King and Queen
55938 | Industrial Power Generating Company LLC | King & Queen | IPP Non-CHP | VA | 0.3 | 0.3 | 0.3 | Landfill Gas | LFG | IC | 1 | 2008 |  |  | (OP) Operating | King and Queen
55938 | Industrial Power Generating Company LLC | King & Queen | IPP Non-CHP | VA | 0.3 | 0.3 | 0.3 | Landfill Gas | LFG | IC | 1 | 2008 |  |  | (OP) Operating | King and Queen
55938 | Industrial Power Generating Company LLC | King & Queen | IPP Non-CHP | VA | 0.3 | 0.3 | 0.3 | Landfill Gas | LFG | IC | 1 | 2008 |  |  | (OP) Operating | King and Queen
55938 | Industrial Power Generating Company LLC | King & Queen | IPP Non-CHP | VA | 0.3 | 0.3 | 0.3 | Landfill Gas | LFG | IC | 1 | 2008 |  |  | (OP) Operating | King and Queen
55938 | Industrial Power Generating Company LLC | King & Queen | IPP Non-CHP | VA | 0.3 | 0.3 | 0.3 | Landfill Gas | LFG | IC | 1 | 2008 |  |  | (OP) Operating | King and Queen
55938 | Industrial Power Generating Company LLC | King & Queen | IPP Non-CHP | VA | 0.3 | 0.3 | 0.3 | Landfill Gas | LFG | IC | 1 | 2008 |  |  | (OP) Operating | King and Queen
55938 | Industrial Power Generating Company LLC | King & Queen | IPP Non-CHP | VA | 0.3 | 0.3 | 0.3 | Landfill Gas | LFG | IC | 1 | 2008 |  |  | (OP) Operating | King and Queen
55938 | Industrial Power Generating Company LLC | King & Queen | IPP Non-CHP | VA | 0.3 | 0.3 | 0.3 | Landfill Gas | LFG | IC | 1 | 2008 |  |  | (OP) Operating | King and Queen
55938 | Industrial Power Generating Company LLC | King & Queen | IPP Non-CHP | VA | 0.3 | 0.3 | 0.3 | Landfill Gas | LFG | IC | 1 | 2008 |  |  | (OP) Operating | King and Queen
55938 | Industrial Power Generating Company LLC | King & Queen | IPP Non-CHP | VA | 0.3 | 0.3 | 0.3 | Landfill Gas | LFG | IC | 1 | 2008 |  |  | (OP) Operating | King and Queen
55938 | Industrial Power Generating Company LLC | Rockville 1 & 2 | IPP Non-CHP | VA | 0.3 | 0.3 | 0.3 | Petroleum Liquids | DFO | IC | 10 | 1995 |  |  | (OP) Operating | Goochland
55938 | Industrial Power Generating Company LLC | Rockville 1 & 2 | IPP Non-CHP | VA | 0.3 | 0.3 | 0.3 | Petroleum Liquids | DFO | IC | 10 | 1995 |  |  | (OP) Operating | Goochland
55938 | Industrial Power Generating Company LLC | Rockville 1 & 2 | IPP Non-CHP | VA | 0.3 | 0.3 | 0.3 | Petroleum Liquids | DFO | IC | 10 | 1995 |  |  | (OP) Operating | Goochland
55938 | Industrial Power Generating Company LLC | Rockville 1 & 2 | IPP Non-CHP | VA | 0.3 | 0.3 | 0.3 | Petroleum Liquids | DFO | IC | 10 | 1995 |  |  | (OP) Operating | Goochland
55938 | Industrial Power Generating Company LLC | Rockville 1 & 2 | IPP Non-CHP | VA | 0.3 | 0.3 | 0.3 | Petroleum Liquids | DFO | IC | 10 | 1995 |  |  | (OP) Operating | Goochland
55938 | Industrial Power Generating Company LLC | Rockville 1 & 2 | IPP Non-CHP | VA | 0.3 | 0.3 | 0.3 | Petroleum Liquids | DFO | IC | 10 | 1995 |  |  | (OP) Operating | Goochland
55938 | Industrial Power Generating Company LLC | Rockville 1 & 2 | IPP Non-CHP | VA | 0.3 | 0.3 | 0.3 | Petroleum Liquids | DFO | IC | 10 | 1995 |  |  | (OP) Operating | Goochland
55938 | Industrial Power Generating Company LLC | Rockville 1 & 2 | IPP Non-CHP | VA | 0.3 | 0.3 | 0.3 | Petroleum Liquids | DFO | IC | 10 | 1995 |  |  | (OP) Operating | Goochland
55938 | Industrial Power Generating Company LLC | Rockville 1 & 2 | IPP Non-CHP | VA | 0.3 | 0.3 | 0.3 | Petroleum Liquids | DFO | IC | 10 | 1995 |  |  | (OP) Operating | Goochland
55938 | Industrial Power Generating Company LLC | Rockville 1 & 2 | IPP Non-CHP | VA | 0.3 | 0.3 | 0.3 | Petroleum Liquids | DFO | IC | 10 | 1995 |  |  | (OP) Operating | Goochland
55938 | Industrial Power Generating Company LLC | Rockville 1 & 2 | IPP Non-CHP | VA | 0.3 | 0.3 | 0.3 | Petroleum Liquids | DFO | IC | 10 | 1995 |  |  | (OP) Operating | Goochland
55938 | Industrial Power Generating Company LLC | Rockville 1 & 2 | IPP Non-CHP | VA | 0.3 | 0.3 | 0.3 | Petroleum Liquids | DFO | IC | 10 | 1995 |  |  | (OP) Operating | Goochland
55938 | Industrial Power Generating Company LLC | Rockville 1 & 2 | IPP Non-CHP | VA | 0.3 | 0.3 | 0.3 | Petroleum Liquids | DFO | IC | 10 | 1995 |  |  | (OP) Operating | Goochland
55938 | Industrial Power Generating Company LLC | Rockville 1 & 2 | IPP Non-CHP | VA | 0.3 | 0.3 | 0.3 | Petroleum Liquids | DFO | IC | 10 | 1995 |  |  | (OP) Operating | Goochland
55938 | Industrial Power Generating Company LLC | Rockville 1 & 2 | IPP Non-CHP | VA | 0.3 | 0.3 | 0.3 | Petroleum Liquids | DFO | IC | 10 | 1995 |  |  | (OP) Operating | Goochland
55938 | Industrial Power Generating Company LLC | Rockville 1 & 2 | IPP Non-CHP | VA | 0.3 | 0.3 | 0.3 | Petroleum Liquids | DFO | IC | 6 | 2000 |  |  | (OP) Operating | Goochland
55938 | Industrial Power Generating Company LLC | Rockville 1 & 2 | IPP Non-CHP | VA | 0.3 | 0.3 | 0.3 | Petroleum Liquids | DFO | IC | 6 | 2000 |  |  | (OP) Operating | Goochland
55938 | Industrial Power Generating Company LLC | Rockville 1 & 2 | IPP Non-CHP | VA | 0.3 | 0.3 | 0.3 | Petroleum Liquids | DFO | IC | 6 | 2000 |  |  | (OP) Operating | Goochland
55938 | Industrial Power Generating Company LLC | Rockville 1 & 2 | IPP Non-CHP | VA | 0.3 | 0.3 | 0.3 | Petroleum Liquids | DFO | IC | 6 | 2000 |  |  | (OP) Operating | Goochland
55938 | Industrial Power Generating Company LLC | Rockville 1 & 2 | IPP Non-CHP | VA | 0.3 | 0.3 | 0.3 | Petroleum Liquids | DFO | IC | 6 | 2000 |  |  | (OP) Operating | Goochland
55938 | Industrial Power Generating Company LLC | Rockville 1 & 2 | IPP Non-CHP | VA | 0.3 | 0.3 | 0.3 | Petroleum Liquids | DFO | IC | 6 | 2000 |  |  | (OP) Operating | Goochland
55938 | Industrial Power Generating Company LLC | Rockville 1 & 2 | IPP Non-CHP | VA | 0.3 | 0.3 | 0.3 | Petroleum Liquids | DFO | IC | 6 | 2000 |  |  | (OP) Operating | Goochland
55938 | Industrial Power Generating Company LLC | Rockville 1 & 2 | IPP Non-CHP | VA | 0.3 | 0.3 | 0.3 | Petroleum Liquids | DFO | IC | 6 | 2000 |  |  | (OP) Operating | Goochland
55938 | Industrial Power Generating Company LLC | Rockville 1 & 2 | IPP Non-CHP | VA | 0.3 | 0.3 | 0.3 | Petroleum Liquids | DFO | IC | 6 | 2000 |  |  | (OP) Operating | Goochland
55938 | Industrial Power Generating Company LLC | Rockville 1 & 2 | IPP Non-CHP | VA | 0.3 | 0.3 | 0.3 | Petroleum Liquids | DFO | IC | 6 | 2000 |  |  | (OP) Operating | Goochland
55938 | Industrial Power Generating Company LLC | Rockville 1 & 2 | IPP Non-CHP | VA | 0.3 | 0.3 | 0.3 | Petroleum Liquids | DFO | IC | 6 | 2000 |  |  | (OP) Operating | Goochland
55938 | Industrial Power Generating Company LLC | Rockville 1 & 2 | IPP Non-CHP | VA | 0.3 | 0.3 | 0.3 | Petroleum Liquids | DFO | IC | 6 | 2000 |  |  | (OP) Operating | Goochland
55938 | Industrial Power Generating Company LLC | Rockville 1 & 2 | IPP Non-CHP | VA | 0.3 | 0.3 | 0.3 | Petroleum Liquids | DFO | IC | 6 | 2000 |  |  | (OP) Operating | Goochland
55938 | Industrial Power Generating Company LLC | Rockville 1 & 2 | IPP Non-CHP | VA | 0.3 | 0.3 | 0.3 | Petroleum Liquids | DFO | IC | 6 | 2000 |  |  | (OP) Operating | Goochland
55938 | Industrial Power Generating Company LLC | Rockville 1 & 2 | IPP Non-CHP | VA | 0.3 | 0.3 | 0.3 | Petroleum Liquids | DFO | IC | 6 | 2000 |  |  | (OP) Operating | Goochland
55938 | Industrial Power Generating Company LLC | Rockville 1 & 2 | IPP Non-CHP | VA | 0.3 | 0.3 | 0.3 | Petroleum Liquids | DFO | IC | 6 | 2000 |  |  | (OP) Operating | Goochland
55938 | Industrial Power Generating Company LLC | Rockville 1 & 2 | IPP Non-CHP | VA | 0.3 | 0.3 | 0.3 | Petroleum Liquids | DFO | IC | 6 | 2000 |  |  | (OP) Operating | Goochland
55938 | Industrial Power Generating Company LLC | Rockville 1 & 2 | IPP Non-CHP | VA | 0.3 | 0.3 | 0.3 | Petroleum Liquids | DFO | IC | 6 | 2000 |  |  | (OP) Operating | Goochland
55938 | Industrial Power Generating Company LLC | Rockville 1 & 2 | IPP Non-CHP | VA | 0.3 | 0.3 | 0.3 | Petroleum Liquids | DFO | IC | 6 | 2000 |  |  | (OP) Operating | Goochland
55938 | Industrial Power Generating Company LLC | Rockville 1 & 2 | IPP Non-CHP | VA | 0.3 | 0.3 | 0.3 | Petroleum Liquids | DFO | IC | 6 | 2000 |  |  | (OP) Operating | Goochland
55938 | Industrial Power Generating Company LLC | Rockville 1 & 2 | IPP Non-CHP | VA | 0.3 | 0.3 | 0.3 | Petroleum Liquids | DFO | IC | 6 | 2000 |  |  | (OP) Operating | Goochland
55938 | Industrial Power Generating Company LLC | Virginia Beach | IPP Non-CHP | VA | 0.3 | 0.3 | 0.3 | Landfill Gas | LFG | IC | 11 | 2001 |  |  | (OP) Operating | Virginia Beach City
55938 | Industrial Power Generating Company LLC | Virginia Beach | IPP Non-CHP | VA | 0.3 | 0.3 | 0.3 | Landfill Gas | LFG | IC | 11 | 2001 |  |  | (OP) Operating | Virginia Beach City
55938 | Industrial Power Generating Company LLC | Virginia Beach | IPP Non-CHP | VA | 0.3 | 0.3 | 0.3 | Landfill Gas | LFG | IC | 11 | 2001 |  |  | (OP) Operating | Virginia Beach City
55938 | Industrial Power Generating Company LLC | Virginia Beach | IPP Non-CHP | VA | 0.3 | 0.3 | 0.3 | Landfill Gas | LFG | IC | 11 | 2001 |  |  | (OP) Operating | Virginia Beach City
55938 | Industrial Power Generating Company LLC | Virginia Beach | IPP Non-CHP | VA | 0.3 | 0.3 | 0.3 | Landfill Gas | LFG | IC | 11 | 2001 |  |  | (OP) Operating | Virginia Beach City
55938 | Industrial Power Generating Company LLC | Virginia Beach | IPP Non-CHP | VA | 0.3 | 0.3 | 0.3 | Landfill Gas | LFG | IC | 11 | 2001 |  |  | (OP) Operating | Virginia Beach City
55938 | Industrial Power Generating Company LLC | Virginia Beach | IPP Non-CHP | VA | 0.3 | 0.3 | 0.3 | Landfill Gas | LFG | IC | 11 | 2001 |  |  | (OP) Operating | Virginia Beach City
55938 | Industrial Power Generating Company LLC | Virginia Beach | IPP Non-CHP | VA | 0.3 | 0.3 | 0.3 | Landfill Gas | LFG | IC | 11 | 2001 |  |  | (OP) Operating | Virginia Beach City
55938 | Industrial Power Generating Company LLC | Virginia Beach | IPP Non-CHP | VA | 0.3 | 0.3 | 0.3 | Landfill Gas | LFG | IC | 11 | 2001 |  |  | (OP) Operating | Virginia Beach City
55938 | Industrial Power Generating Company LLC | Virginia Beach | IPP Non-CHP | VA | 0.3 | 0.3 | 0.3 | Landfill Gas | LFG | IC | 11 | 2001 |  |  | (OP) Operating | Virginia Beach City
55938 | Industrial Power Generating Company LLC | Virginia Beach | IPP Non-CHP | VA | 0.3 | 0.3 | 0.3 | Landfill Gas | LFG | IC | 11 | 2001 |  |  | (OP) Operating | Virginia Beach City
55938 | Industrial Power Generating Company LLC | Virginia Beach | IPP Non-CHP | VA | 0.3 | 0.3 | 0.3 | Landfill Gas | LFG | IC | 11 | 2001 |  |  | (OP) Operating | Virginia Beach City
55938 | Industrial Power Generating Company LLC | Virginia Beach | IPP Non-CHP | VA | 0.3 | 0.3 | 0.3 | Landfill Gas | LFG | IC | 11 | 2001 |  |  | (OP) Operating | Virginia Beach City
55938 | Industrial Power Generating Company LLC | Virginia Beach | IPP Non-CHP | VA | 0.3 | 0.3 | 0.3 | Landfill Gas | LFG | IC | 11 | 2001 |  |  | (OP) Operating | Virginia Beach City
55938 | Industrial Power Generating Company LLC | Virginia Beach | IPP Non-CHP | VA | 0.3 | 0.3 | 0.3 | Landfill Gas | LFG | IC | 11 | 2001 |  |  | (OP) Operating | Virginia Beach City
55938 | Industrial Power Generating Company LLC | Virginia Beach | IPP Non-CHP | VA | 0.3 | 0.3 | 0.3 | Landfill Gas | LFG | IC | 11 | 2001 |  |  | (OP) Operating | Virginia Beach City
55938 | Industrial Power Generating Company LLC | Virginia Beach | IPP Non-CHP | VA | 0.3 | 0.3 | 0.3 | Landfill Gas | LFG | IC | 11 | 2001 |  |  | (OP) Operating | Virginia Beach City
55938 | Industrial Power Generating Company LLC | Virginia Beach | IPP Non-CHP | VA | 0.3 | 0.3 | 0.3 | Landfill Gas | LFG | IC | 11 | 2001 |  |  | (OP) Operating | Virginia Beach City
55938 | Industrial Power Generating Company LLC | Virginia Beach | IPP Non-CHP | VA | 0.3 | 0.3 | 0.3 | Landfill Gas | LFG | IC | 11 | 2001 |  |  | (OP) Operating | Virginia Beach City
55938 | Industrial Power Generating Company LLC | Virginia Beach | IPP Non-CHP | VA | 0.3 | 0.3 | 0.3 | Landfill Gas | LFG | IC | 11 | 2001 |  |  | (OP) Operating | Virginia Beach City
55938 | Industrial Power Generating Company LLC | Virginia Beach | IPP Non-CHP | VA | 0.3 | 0.3 | 0.3 | Landfill Gas | LFG | IC | 11 | 2001 |  |  | (OP) Operating | Virginia Beach City
55938 | Industrial Power Generating Company LLC | Virginia Beach | IPP Non-CHP | VA | 0.3 | 0.3 | 0.3 | Landfill Gas | LFG | IC | 11 | 2001 |  |  | (OP) Operating | Virginia Beach City
55938 | Industrial Power Generating Company LLC | Virginia Beach | IPP Non-CHP | VA | 0.3 | 0.3 | 0.3 | Landfill Gas | LFG | IC | 11 | 2001 |  |  | (OP) Operating | Virginia Beach City
55938 | Industrial Power Generating Company LLC | Virginia Beach | IPP Non-CHP | VA | 0.3 | 0.3 | 0.3 | Landfill Gas | LFG | IC | 11 | 2001 |  |  | (OP) Operating | Virginia Beach City
55938 | Industrial Power Generating Company LLC | Virginia Beach | IPP Non-CHP | VA | 0.3 | 0.3 | 0.3 | Landfill Gas | LFG | IC | 11 | 2001 |  |  | (OP) Operating | Virginia Beach City
55938 | Industrial Power Generating Company LLC | Virginia Beach | IPP Non-CHP | VA | 0.3 | 0.3 | 0.3 | Landfill Gas | LFG | IC | 11 | 2001 |  |  | (OP) Operating | Virginia Beach City
55938 | Industrial Power Generating Company LLC | Virginia Beach | IPP Non-CHP | VA | 0.3 | 0.3 | 0.3 | Landfill Gas | LFG | IC | 11 | 2001 |  |  | (OP) Operating | Virginia Beach City
55938 | Industrial Power Generating Company LLC | Virginia Beach | IPP Non-CHP | VA | 0.3 | 0.3 | 0.3 | Landfill Gas | LFG | IC | 11 | 2001 |  |  | (OP) Operating | Virginia Beach City
55938 | Industrial Power Generating Company LLC | Virginia Beach | IPP Non-CHP | VA | 0.3 | 0.3 | 0.3 | Landfill Gas | LFG | IC | 11 | 2001 |  |  | (OP) Operating | Virginia Beach City
55938 | Industrial Power Generating Company LLC | Virginia Beach | IPP Non-CHP | VA | 0.3 | 0.3 | 0.3 | Landfill Gas | LFG | IC | 11 | 2001 |  |  | (OP) Operating | Virginia Beach City
55938 | Industrial Power Generating Company LLC | Virginia Beach | IPP Non-CHP | VA | 0.3 | 0.3 | 0.3 | Landfill Gas | LFG | IC | 11 | 2001 |  |  | (OP) Operating | Virginia Beach City
55938 | Industrial Power Generating Company LLC | Virginia Beach | IPP Non-CHP | VA | 0.3 | 0.3 | 0.3 | Landfill Gas | LFG | IC | 11 | 2001 |  |  | (OP) Operating | Virginia Beach City
55938 | Industrial Power Generating Company LLC | Virginia Beach | IPP Non-CHP | VA | 0.3 | 0.3 | 0.3 | Landfill Gas | LFG | IC | 11 | 2001 |  |  | (OP) Operating | Virginia Beach City
55938 | Industrial Power Generating Company LLC | Virginia Beach | IPP Non-CHP | VA | 0.3 | 0.3 | 0.3 | Landfill Gas | LFG | IC | 11 | 2001 |  |  | (OP) Operating | Virginia Beach City
55938 | Industrial Power Generating Company LLC | Virginia Beach | IPP Non-CHP | VA | 0.3 | 0.3 | 0.3 | Landfill Gas | LFG | IC | 11 | 2001 |  |  | (OP) Operating | Virginia Beach City
55938 | Industrial Power Generating Company LLC | Virginia Beach | IPP Non-CHP | VA | 0.3 | 0.3 | 0.3 | Landfill Gas | LFG | IC | 11 | 2001 |  |  | (OP) Operating | Virginia Beach City
55988 | Virginia Polytechnic Inst and State Unv | Virginia Tech Power Plant | Commercial CHP | VA | 6.3 | 2.5 | 6.3 | Natural Gas Steam Turbine | NG | ST | 3 | 1976 |  |  | (OP) Operating | Montgomery
19876 | Virginia Electric & Power Co | Bear Garden | Electric Utility | VA | 145 | 165 | 181 | Natural Gas Fired Combined Cycle | NG | CT | 5 | 2011 |  |  | (OP) Operating | Buckingham
19876 | Virginia Electric & Power Co | Bear Garden | Electric Utility | VA | 152 | 170 | 187 | Natural Gas Fired Combined Cycle | NG | CT | 5 | 2011 |  |  | (OP) Operating | Buckingham
19876 | Virginia Electric & Power Co | Bear Garden | Electric Utility | VA | 262 | 254 | 254 | Natural Gas Fired Combined Cycle | NG | CA | 5 | 2011 |  |  | (OP) Operating | Buckingham
19876 | Virginia Electric & Power Co | Virginia City Hybrid Energy Center | Electric Utility | VA | 668 | 610 | 624 | Conventional Steam Coal | BIT | ST | 7 | 2012 |  |  | (OP) Operating | Wise
56100 | AMERESCO Stafford LLC | Ameresco Stafford | IPP Non-CHP | VA | 1.1 | 1 | 1 | Landfill Gas | LFG | IC | 5 | 2009 |  |  | (OP) Operating | Stafford
56100 | AMERESCO Stafford LLC | Ameresco Stafford | IPP Non-CHP | VA | 1.1 | 1 | 1 | Landfill Gas | LFG | IC | 5 | 2009 |  |  | (OP) Operating | Stafford
54842 | WM Renewable Energy LLC | Waste Management Middle Peninsula LFGTE | IPP Non-CHP | VA | 0.8 | 0.8 | 0.8 | Landfill Gas | LFG | IC | 9 | 2009 |  |  | (OP) Operating | Middlesex
54842 | WM Renewable Energy LLC | Waste Management Middle Peninsula LFGTE | IPP Non-CHP | VA | 0.8 | 0.8 | 0.8 | Landfill Gas | LFG | IC | 9 | 2009 |  |  | (OP) Operating | Middlesex
54842 | WM Renewable Energy LLC | Waste Management Middle Peninsula LFGTE | IPP Non-CHP | VA | 0.8 | 0.8 | 0.8 | Landfill Gas | LFG | IC | 9 | 2009 |  |  | (OP) Operating | Middlesex
54842 | WM Renewable Energy LLC | Waste Management Middle Peninsula LFGTE | IPP Non-CHP | VA | 0.8 | 0.8 | 0.8 | Landfill Gas | LFG | IC | 9 | 2009 |  |  | (OP) Operating | Middlesex
54842 | WM Renewable Energy LLC | Waste Management Middle Peninsula LFGTE | IPP Non-CHP | VA | 0.8 | 0.8 | 0.8 | Landfill Gas | LFG | IC | 9 | 2009 |  |  | (OP) Operating | Middlesex
54842 | WM Renewable Energy LLC | Waste Management Middle Peninsula LFGTE | IPP Non-CHP | VA | 0.8 | 0.8 | 0.8 | Landfill Gas | LFG | IC | 9 | 2009 |  |  | (OP) Operating | Middlesex
54842 | WM Renewable Energy LLC | Waste Management Middle Peninsula LFGTE | IPP Non-CHP | VA | 0.8 | 0.8 | 0.8 | Landfill Gas | LFG | IC | 9 | 2009 |  |  | (OP) Operating | Middlesex
54842 | WM Renewable Energy LLC | Waste Management Middle Peninsula LFGTE | IPP Non-CHP | VA | 0.8 | 0.8 | 0.8 | Landfill Gas | LFG | IC | 9 | 2009 |  |  | (OP) Operating | Middlesex
54842 | WM Renewable Energy LLC | Waste Management King George LFGTE | IPP Non-CHP | VA | 3.3 | 2.8 | 3.2 | Landfill Gas | LFG | GT | 5 | 2010 |  |  | (OP) Operating | King George
54842 | WM Renewable Energy LLC | Waste Management King George LFGTE | IPP Non-CHP | VA | 3.3 | 2.8 | 3.2 | Landfill Gas | LFG | GT | 5 | 2010 |  |  | (OP) Operating | King George
54842 | WM Renewable Energy LLC | Waste Management King George LFGTE | IPP Non-CHP | VA | 3.3 | 2.8 | 3.2 | Landfill Gas | LFG | GT | 5 | 2010 |  |  | (OP) Operating | King George
54842 | WM Renewable Energy LLC | Waste Management King George LFGTE | IPP Non-CHP | VA | 3.3 | 2.9 | 3.3 | Landfill Gas | LFG | GT | 6 | 2011 |  |  | (OP) Operating | King George
55938 | Industrial Power Generating Company LLC | Henrico | IPP Non-CHP | VA | 0.3 | 0.3 | 0.3 | Landfill Gas | LFG | IC | 9 | 2010 |  |  | (OP) Operating | Henrico
55938 | Industrial Power Generating Company LLC | Henrico | IPP Non-CHP | VA | 0.3 | 0.3 | 0.3 | Landfill Gas | LFG | IC | 9 | 2010 |  |  | (OP) Operating | Henrico
55938 | Industrial Power Generating Company LLC | Henrico | IPP Non-CHP | VA | 0.3 | 0.3 | 0.3 | Landfill Gas | LFG | IC | 9 | 2010 |  |  | (OP) Operating | Henrico
55938 | Industrial Power Generating Company LLC | Henrico | IPP Non-CHP | VA | 0.3 | 0.3 | 0.3 | Landfill Gas | LFG | IC | 9 | 2010 |  |  | (OP) Operating | Henrico
55938 | Industrial Power Generating Company LLC | Henrico | IPP Non-CHP | VA | 0.3 | 0.3 | 0.3 | Landfill Gas | LFG | IC | 9 | 2010 |  |  | (OP) Operating | Henrico
55938 | Industrial Power Generating Company LLC | Henrico | IPP Non-CHP | VA | 0.3 | 0.3 | 0.3 | Landfill Gas | LFG | IC | 9 | 2010 |  |  | (OP) Operating | Henrico
55938 | Industrial Power Generating Company LLC | Henrico | IPP Non-CHP | VA | 0.3 | 0.3 | 0.3 | Landfill Gas | LFG | IC | 9 | 2010 |  |  | (OP) Operating | Henrico
55938 | Industrial Power Generating Company LLC | Henrico | IPP Non-CHP | VA | 0.3 | 0.3 | 0.3 | Landfill Gas | LFG | IC | 9 | 2010 |  |  | (OP) Operating | Henrico
55938 | Industrial Power Generating Company LLC | Henrico | IPP Non-CHP | VA | 0.3 | 0.3 | 0.3 | Landfill Gas | LFG | IC | 9 | 2010 |  |  | (OP) Operating | Henrico
55938 | Industrial Power Generating Company LLC | Henrico | IPP Non-CHP | VA | 0.3 | 0.3 | 0.3 | Landfill Gas | LFG | IC | 9 | 2010 |  |  | (OP) Operating | Henrico
55938 | Industrial Power Generating Company LLC | Henrico | IPP Non-CHP | VA | 0.3 | 0.3 | 0.3 | Landfill Gas | LFG | IC | 9 | 2010 |  |  | (OP) Operating | Henrico
55938 | Industrial Power Generating Company LLC | Henrico | IPP Non-CHP | VA | 0.3 | 0.3 | 0.3 | Landfill Gas | LFG | IC | 9 | 2010 |  |  | (OP) Operating | Henrico
57051 | Frederick County Virginia | Frederick County LFGTE Facility | Commercial Non-CHP | VA | 1 | 1 | 1 | Landfill Gas | LFG | IC | 11 | 2010 |  |  | (OP) Operating | Frederick
57051 | Frederick County Virginia | Frederick County LFGTE Facility | Commercial Non-CHP | VA | 1 | 1 | 1 | Landfill Gas | LFG | IC | 11 | 2010 |  |  | (OP) Operating | Frederick
11770 | City of Martinsville - (VA) | Martinsville LFG Generator | Electric Utility | VA | 1.1 | 1 | 1 | Landfill Gas | LFG | IC | 3 | 2012 |  |  | (OP) Operating | Henry
57259 | Richmond Energy LLC | Richmond Energy | IPP Non-CHP | VA | 1.6 | 1.6 | 1.6 | Landfill Gas | LFG | IC | 1 | 2012 |  |  | (OP) Operating | Henrico
57259 | Richmond Energy LLC | Richmond Energy | IPP Non-CHP | VA | 1.6 | 1.6 | 1.6 | Landfill Gas | LFG | IC | 1 | 2012 |  |  | (OP) Operating | Henrico
57259 | Richmond Energy LLC | Richmond Energy | IPP Non-CHP | VA | 1.6 | 1.6 | 1.6 | Landfill Gas | LFG | IC | 1 | 2012 |  |  | (OP) Operating | Henrico
57259 | Richmond Energy LLC | Richmond Energy | IPP Non-CHP | VA | 1.6 | 1.6 | 1.6 | Landfill Gas | LFG | IC | 1 | 2012 |  |  | (OP) Operating | Henrico
57436 | MillerCoors Shenandoah Brewery | MillerCoors Shenandoah Brewery | Industrial Non-CHP | VA | 1.4 | 1.4 | 1.4 | Other Waste Biomass | OBG | GT | 6 | 2012 |  |  | (OP) Operating | Rockingham
19876 | Virginia Electric & Power Co | Brunswick County Power Station | Electric Utility | VA | 297.5 | 263.9 | 283.3 | Natural Gas Fired Combined Cycle | NG | CT | 4 | 2016 |  |  | (OP) Operating | Brunswick
19876 | Virginia Electric & Power Co | Brunswick County Power Station | Electric Utility | VA | 297.5 | 263.9 | 283.3 | Natural Gas Fired Combined Cycle | NG | CT | 4 | 2016 |  |  | (OP) Operating | Brunswick
19876 | Virginia Electric & Power Co | Brunswick County Power Station | Electric Utility | VA | 297.5 | 263.9 | 283.3 | Natural Gas Fired Combined Cycle | NG | CT | 4 | 2016 |  |  | (OP) Operating | Brunswick
19876 | Virginia Electric & Power Co | Brunswick County Power Station | Electric Utility | VA | 579.7 | 579.4 | 616.3 | Natural Gas Fired Combined Cycle | NG | CA | 4 | 2016 |  |  | (OP) Operating | Brunswick
58524 | South Boston Energy LLC | Halifax County Biomass | IPP Non-CHP | VA | 49.9 | 44.3 | 44.3 | Wood/Wood Waste Biomass | WDS | ST | 11 | 2013 |  |  | (OP) Operating | Halifax
58848 | Green Energy Partners LLC | Stonewall | IPP Non-CHP | VA | 237 | 220 | 224 | Natural Gas Fired Combined Cycle | NG | CT | 4 | 2017 |  |  | (OP) Operating | Loudoun
58848 | Green Energy Partners LLC | Stonewall | IPP Non-CHP | VA | 237 | 220 | 224 | Natural Gas Fired Combined Cycle | NG | CT | 4 | 2017 |  |  | (OP) Operating | Loudoun
58848 | Green Energy Partners LLC | Stonewall | IPP Non-CHP | VA | 338 | 326 | 322 | Natural Gas Fired Combined Cycle | NG | CA | 4 | 2017 |  |  | (OP) Operating | Loudoun
40229 | Old Dominion Electric Coop | Monterey Diesel Generation Facility | Electric Utility | VA | 0.6 | 0.6 | 0.6 | Petroleum Liquids | DFO | IC | 5 | 2016 |  |  | (OP) Operating | Highland
40229 | Old Dominion Electric Coop | Monterey Diesel Generation Facility | Electric Utility | VA | 0.6 | 0.6 | 0.6 | Petroleum Liquids | DFO | IC | 5 | 2016 |  |  | (OP) Operating | Highland
40229 | Old Dominion Electric Coop | Monterey Diesel Generation Facility | Electric Utility | VA | 0.6 | 0.6 | 0.6 | Petroleum Liquids | DFO | IC | 5 | 2016 |  |  | (OP) Operating | Highland
40229 | Old Dominion Electric Coop | Monterey Diesel Generation Facility | Electric Utility | VA | 0.6 | 0.6 | 0.6 | Petroleum Liquids | DFO | IC | 5 | 2016 |  |  | (OP) Operating | Highland
40229 | Old Dominion Electric Coop | Monterey Diesel Generation Facility | Electric Utility | VA | 0.6 | 0.6 | 0.6 | Petroleum Liquids | DFO | IC | 5 | 2016 |  |  | (OP) Operating | Highland
40229 | Old Dominion Electric Coop | Monterey Diesel Generation Facility | Electric Utility | VA | 0.6 | 0.6 | 0.6 | Petroleum Liquids | DFO | IC | 5 | 2016 |  |  | (OP) Operating | Highland
40229 | Old Dominion Electric Coop | Monterey Diesel Generation Facility | Electric Utility | VA | 0.6 | 0.6 | 0.6 | Petroleum Liquids | DFO | IC | 5 | 2016 |  |  | (OP) Operating | Highland
40229 | Old Dominion Electric Coop | Monterey Diesel Generation Facility | Electric Utility | VA | 0.6 | 0.6 | 0.6 | Petroleum Liquids | DFO | IC | 5 | 2016 |  |  | (OP) Operating | Highland
40229 | Old Dominion Electric Coop | Monterey Diesel Generation Facility | Electric Utility | VA | 0.6 | 0.6 | 0.6 | Petroleum Liquids | DFO | IC | 5 | 2016 |  |  | (OP) Operating | Highland
40229 | Old Dominion Electric Coop | Monterey Diesel Generation Facility | Electric Utility | VA | 0.6 | 0.6 | 0.6 | Petroleum Liquids | DFO | IC | 5 | 2016 |  |  | (OP) Operating | Highland
19876 | Virginia Electric & Power Co | Remington Solar Facility | Electric Utility | VA | 20 | 20 | 20 | Solar Photovoltaic | SUN | PV | 10 | 2017 |  |  | (OP) Operating | Fauquier
59452 | Ingenco Renewable Development, LLC | New River | IPP Non-CHP | VA | 0.3 | 0.3 | 0.3 | Landfill Gas | LFG | IC | 9 | 2013 |  |  | (OP) Operating | Pulaski
59452 | Ingenco Renewable Development, LLC | New River | IPP Non-CHP | VA | 0.3 | 0.3 | 0.3 | Landfill Gas | LFG | IC | 9 | 2013 |  |  | (OP) Operating | Pulaski
59452 | Ingenco Renewable Development, LLC | New River | IPP Non-CHP | VA | 0.3 | 0.3 | 0.3 | Landfill Gas | LFG | IC | 9 | 2013 |  |  | (OP) Operating | Pulaski
59452 | Ingenco Renewable Development, LLC | New River | IPP Non-CHP | VA | 0.3 | 0.3 | 0.3 | Landfill Gas | LFG | IC | 9 | 2013 |  |  | (OP) Operating | Pulaski
59452 | Ingenco Renewable Development, LLC | New River | IPP Non-CHP | VA | 0.3 | 0.3 | 0.3 | Landfill Gas | LFG | IC | 9 | 2013 |  |  | (OP) Operating | Pulaski
59452 | Ingenco Renewable Development, LLC | New River | IPP Non-CHP | VA | 0.3 | 0.3 | 0.3 | Landfill Gas | LFG | IC | 9 | 2013 |  |  | (OP) Operating | Pulaski
59452 | Ingenco Renewable Development, LLC | New River | IPP Non-CHP | VA | 0.3 | 0.3 | 0.3 | Landfill Gas | LFG | IC | 9 | 2013 |  |  | (OP) Operating | Pulaski
59452 | Ingenco Renewable Development, LLC | New River | IPP Non-CHP | VA | 0.3 | 0.3 | 0.3 | Landfill Gas | LFG | IC | 9 | 2013 |  |  | (OP) Operating | Pulaski
59452 | Ingenco Renewable Development, LLC | New River | IPP Non-CHP | VA | 0.3 | 0.3 | 0.3 | Landfill Gas | LFG | IC | 9 | 2013 |  |  | (OP) Operating | Pulaski
59452 | Ingenco Renewable Development, LLC | New River | IPP Non-CHP | VA | 0.3 | 0.3 | 0.3 | Landfill Gas | LFG | IC | 9 | 2013 |  |  | (OP) Operating | Pulaski
59452 | Ingenco Renewable Development, LLC | New River | IPP Non-CHP | VA | 0.3 | 0.3 | 0.3 | Landfill Gas | LFG | IC | 9 | 2013 |  |  | (OP) Operating | Pulaski
59452 | Ingenco Renewable Development, LLC | New River | IPP Non-CHP | VA | 0.3 | 0.3 | 0.3 | Landfill Gas | LFG | IC | 9 | 2013 |  |  | (OP) Operating | Pulaski
59452 | Ingenco Renewable Development, LLC | New River | IPP Non-CHP | VA | 0.3 | 0.3 | 0.3 | Landfill Gas | LFG | IC | 9 | 2013 |  |  | (OP) Operating | Pulaski
59452 | Ingenco Renewable Development, LLC | New River | IPP Non-CHP | VA | 0.3 | 0.3 | 0.3 | Landfill Gas | LFG | IC | 9 | 2013 |  |  | (OP) Operating | Pulaski
59452 | Ingenco Renewable Development, LLC | New River | IPP Non-CHP | VA | 0.3 | 0.3 | 0.3 | Landfill Gas | LFG | IC | 9 | 2013 |  |  | (OP) Operating | Pulaski
59452 | Ingenco Renewable Development, LLC | New River | IPP Non-CHP | VA | 0.3 | 0.3 | 0.3 | Landfill Gas | LFG | IC | 9 | 2013 |  |  | (OP) Operating | Pulaski
59452 | Ingenco Renewable Development, LLC | New River | IPP Non-CHP | VA | 0.3 | 0.3 | 0.3 | Landfill Gas | LFG | IC | 9 | 2013 |  |  | (OP) Operating | Pulaski
59452 | Ingenco Renewable Development, LLC | New River | IPP Non-CHP | VA | 0.3 | 0.3 | 0.3 | Landfill Gas | LFG | IC | 9 | 2013 |  |  | (OP) Operating | Pulaski
59636 | HP Hood LLC | HP Hood CT | Industrial CHP | VA | 15 | 15 | 15 | Natural Gas Fired Combustion Turbine | NG | GT | 6 | 2015 |  |  | (OP) Operating | Frederick
19876 | Virginia Electric & Power Co | Western Branch High School | Electric Utility | VA | 1 | 0.4 | 0.4 | Solar Photovoltaic | SUN | PV | 4 | 2016 |  |  | (OP) Operating | Chesapeake City
19876 | Virginia Electric & Power Co | Merck | Electric Utility | VA | 2.1 | 0.8 | 2.1 | Solar Photovoltaic | SUN | PV | 6 | 2017 |  |  | (OP) Operating | Rockingham
19876 | Virginia Electric & Power Co | Philip Morris | Electric Utility | VA | 2 | 0.8 | 0.8 | Solar Photovoltaic | SUN | PV | 3 | 2016 |  |  | (OP) Operating | Chesterfield
58468 | Dominion Renewable Energy | Eastern Shore Solar, LLC | IPP Non-CHP | VA | 80 | 80 | 80 | Solar Photovoltaic | SUN | PV | 10 | 2016 |  |  | (OP) Operating | Accomack
59452 | Ingenco Renewable Development, LLC | Bristol Plant | IPP Non-CHP | VA | 0.3 | 0.3 | 0.3 | Landfill Gas | LFG | IC | 10 | 2016 |  |  | (OP) Operating | Bristol City
59452 | Ingenco Renewable Development, LLC | Bristol Plant | IPP Non-CHP | VA | 0.3 | 0.3 | 0.3 | Landfill Gas | LFG | IC | 10 | 2016 |  |  | (OP) Operating | Bristol City
59452 | Ingenco Renewable Development, LLC | Bristol Plant | IPP Non-CHP | VA | 0.3 | 0.3 | 0.3 | Landfill Gas | LFG | IC | 10 | 2016 |  |  | (OP) Operating | Bristol City
59452 | Ingenco Renewable Development, LLC | Bristol Plant | IPP Non-CHP | VA | 0.3 | 0.3 | 0.3 | Landfill Gas | LFG | IC | 10 | 2016 |  |  | (OP) Operating | Bristol City
59452 | Ingenco Renewable Development, LLC | Bristol Plant | IPP Non-CHP | VA | 0.3 | 0.3 | 0.3 | Landfill Gas | LFG | IC | 10 | 2016 |  |  | (OP) Operating | Bristol City
59452 | Ingenco Renewable Development, LLC | Bristol Plant | IPP Non-CHP | VA | 0.3 | 0.3 | 0.3 | Landfill Gas | LFG | IC | 10 | 2016 |  |  | (OP) Operating | Bristol City
59452 | Ingenco Renewable Development, LLC | Bristol Plant | IPP Non-CHP | VA | 0.3 | 0.3 | 0.3 | Landfill Gas | LFG | IC | 11 | 2016 |  |  | (OP) Operating | Bristol City
59452 | Ingenco Renewable Development, LLC | Bristol Plant | IPP Non-CHP | VA | 0.3 | 0.3 | 0.3 | Landfill Gas | LFG | IC | 11 | 2016 |  |  | (OP) Operating | Bristol City
59452 | Ingenco Renewable Development, LLC | Bristol Plant | IPP Non-CHP | VA | 0.3 | 0.3 | 0.3 | Landfill Gas | LFG | IC | 11 | 2016 |  |  | (OP) Operating | Bristol City
59452 | Ingenco Renewable Development, LLC | Bristol Plant | IPP Non-CHP | VA | 0.3 | 0.3 | 0.3 | Landfill Gas | LFG | IC | 11 | 2016 |  |  | (OP) Operating | Bristol City
59452 | Ingenco Renewable Development, LLC | Bristol Plant | IPP Non-CHP | VA | 0.3 | 0.3 | 0.3 | Landfill Gas | LFG | IC | 11 | 2016 |  |  | (OP) Operating | Bristol City
59452 | Ingenco Renewable Development, LLC | Bristol Plant | IPP Non-CHP | VA | 0.3 | 0.3 | 0.3 | Landfill Gas | LFG | IC | 11 | 2016 |  |  | (OP) Operating | Bristol City
59452 | Ingenco Renewable Development, LLC | Bristol Plant | IPP Non-CHP | VA | 0.3 | 0.3 | 0.3 | Landfill Gas | LFG | IC | 12 | 2015 |  |  | (OP) Operating | Bristol City
59452 | Ingenco Renewable Development, LLC | Bristol Plant | IPP Non-CHP | VA | 0.3 | 0.3 | 0.3 | Landfill Gas | LFG | IC | 12 | 2015 |  |  | (OP) Operating | Bristol City
59452 | Ingenco Renewable Development, LLC | Bristol Plant | IPP Non-CHP | VA | 0.3 | 0.3 | 0.3 | Landfill Gas | LFG | IC | 12 | 2015 |  |  | (OP) Operating | Bristol City
59452 | Ingenco Renewable Development, LLC | Bristol Plant | IPP Non-CHP | VA | 0.3 | 0.3 | 0.3 | Landfill Gas | LFG | IC | 12 | 2015 |  |  | (OP) Operating | Bristol City
59452 | Ingenco Renewable Development, LLC | Bristol Plant | IPP Non-CHP | VA | 0.3 | 0.3 | 0.3 | Landfill Gas | LFG | IC | 12 | 2015 |  |  | (OP) Operating | Bristol City
59452 | Ingenco Renewable Development, LLC | Bristol Plant | IPP Non-CHP | VA | 0.3 | 0.3 | 0.3 | Landfill Gas | LFG | IC | 12 | 2015 |  |  | (OP) Operating | Bristol City
19876 | Virginia Electric & Power Co | Scott Solar Farm | Electric Utility | VA | 17 | 6.8 | 6.8 | Solar Photovoltaic | SUN | PV | 12 | 2016 |  |  | (OP) Operating | Powhatan
19876 | Virginia Electric & Power Co | Woodland Solar Farm | Electric Utility | VA | 19 | 7.6 | 7.6 | Solar Photovoltaic | SUN | PV | 12 | 2016 |  |  | (OP) Operating | Isle of Wight
19876 | Virginia Electric & Power Co | Whitehouse Solar Farm | Electric Utility | VA | 20 | 8 | 8 | Solar Photovoltaic | SUN | PV | 12 | 2016 |  |  | (OP) Operating | Louisa
19876 | Virginia Electric & Power Co | Oceana Solar | Electric Utility | VA | 17.6 | 17.6 | 17.6 | Solar Photovoltaic | SUN | PV | 12 | 2017 |  |  | (OP) Operating | Virginia Beach City
58468 | Dominion Renewable Energy | Correctional Solar LLC | IPP Non-CHP | VA | 20 | 20 | 20 | Solar Photovoltaic | SUN | PV | 12 | 2017 |  |  | (OP) Operating | New Kent
58468 | Dominion Renewable Energy | Sappony Solar LLC | IPP Non-CHP | VA | 20 | 20 | 20 | Solar Photovoltaic | SUN | PV | 11 | 2017 |  |  | (OP) Operating | Sussex
58468 | Dominion Renewable Energy | Buckingham Solar LLC | IPP Non-CHP | VA | 19.8 | 19.8 | 19.8 | Solar Photovoltaic | SUN | PV | 11 | 2017 |  |  | (OP) Operating | Buckingham
58468 | Dominion Renewable Energy | Scott-II Solar LLC | IPP Non-CHP | VA | 2 | 2 | 2 | Solar Photovoltaic | SUN | PV | 12 | 2017 |  |  | (OP) Operating | Powhatan
60370 | DG AMP Solar, LLC | DG AMP Solar Front Royal | IPP Non-CHP | VA | 2.5 | 2.5 | 2.5 | Solar Photovoltaic | SUN | PV | 5 | 2017 |  |  | (OP) Operating | Warren
60746 | Bedford Solar, LLC | Bedford Solar | IPP Non-CHP | VA | 3 | 3 | 3 | Solar Photovoltaic | SUN | PV | 12 | 2017 |  |  | (OP) Operating | Bedford
58468 | Dominion Renewable Energy | Clarke Solar Power Facility | Electric Utility | VA | 10 | 10 | 10 | Solar Photovoltaic | SUN | PV | 7 | 2017 |  |  | (OP) Operating | Clarke
58468 | Dominion Renewable Energy | Cherrydale Solar Power Facility | Electric Utility | VA | 20 | 20 | 20 | Solar Photovoltaic | SUN | PV | 11 | 2017 |  |  | (OP) Operating | Northampton
61157 | Essex Solar Center, LLC | Essex Solar Center | IPP Non-CHP | VA | 20 | 20 | 20 | Solar Photovoltaic | SUN | PV | 12 | 2017 |  |  | (OP) Operating | Essex
58468 | Dominion Renewable Energy | Southampton Solar, LLC | IPP Non-CHP | VA | 100 | 100 | 100 | Solar Photovoltaic | SUN | PV | 11 | 2017 |  |  | (OP) Operating | Southampton
61159 | Palmer Solar Center, LLC | Palmer Solar Center | IPP Non-CHP | VA | 5 | 5 | 5 | Solar Photovoltaic | SUN | PV | 12 | 2017 |  |  | (OP) Operating | Fluvanna
61158 | Martin Solar Center, LLC | Martin Solar Center | IPP Non-CHP | VA | 5 | 5 | 5 | Solar Photovoltaic | SUN | PV | 12 | 2017 |  |  | (OP) Operating | Goochland
56609 | Calpine Mid-Atlantic Generation LLC | Bayview | IPP Non-CHP | VA | 2 | 2.1 | 2.1 | Petroleum Liquids | DFO | IC | 10 | 1963 |  |  | (SB) Standby/Backup: available for service but not normally used | Northampton
56609 | Calpine Mid-Atlantic Generation LLC | Bayview | IPP Non-CHP | VA | 2 | 2.1 | 2.1 | Petroleum Liquids | DFO | IC | 10 | 1963 |  |  | (SB) Standby/Backup: available for service but not normally used | Northampton
56609 | Calpine Mid-Atlantic Generation LLC | Bayview | IPP Non-CHP | VA | 2 | 2.1 | 2.1 | Petroleum Liquids | DFO | IC | 10 | 1963 |  |  | (SB) Standby/Backup: available for service but not normally used | Northampton
56609 | Calpine Mid-Atlantic Generation LLC | Bayview | IPP Non-CHP | VA | 2 | 2.1 | 2.1 | Petroleum Liquids | DFO | IC | 10 | 1963 |  |  | (SB) Standby/Backup: available for service but not normally used | Northampton
56609 | Calpine Mid-Atlantic Generation LLC | Bayview | IPP Non-CHP | VA | 2 | 2.1 | 2.1 | Petroleum Liquids | DFO | IC | 10 | 1963 |  |  | (SB) Standby/Backup: available for service but not normally used | Northampton
56609 | Calpine Mid-Atlantic Generation LLC | Bayview | IPP Non-CHP | VA | 2 | 2.1 | 2.1 | Petroleum Liquids | DFO | IC | 10 | 1963 |  |  | (SB) Standby/Backup: available for service but not normally used | Northampton
56609 | Calpine Mid-Atlantic Generation LLC | Tasley | IPP Non-CHP | VA | 27 | 31 | 40.3 | Petroleum Liquids | DFO | GT | 6 | 1972 |  |  | (SB) Standby/Backup: available for service but not normally used | Accomack
84 | A & N Electric Coop | Tangier | Electric Utility | VA | 1.2 | 1.2 | 1.2 | Petroleum Liquids | DFO | IC | 12 | 1993 |  |  | (SB) Standby/Backup: available for service but not normally used | Accomack
84 | A & N Electric Coop | Tangier | Electric Utility | VA | 1.2 | 1.2 | 1.2 | Petroleum Liquids | DFO | IC | 12 | 1993 |  |  | (SB) Standby/Backup: available for service but not normally used | Accomack
40229 | Old Dominion Electric Coop | Ponton Diesel Generating Facility | Electric Utility | VA | 2 | 2 | 2 | Petroleum Liquids | DFO | IC | 12 | 2002 |  |  | (SB) Standby/Backup: available for service but not normally used | Amelia
40229 | Old Dominion Electric Coop | Ponton Diesel Generating Facility | Electric Utility | VA | 2 | 2 | 2 | Petroleum Liquids | DFO | IC | 12 | 2002 |  |  | (SB) Standby/Backup: available for service but not normally used | Amelia
40229 | Old Dominion Electric Coop | Nottoway Diesel Generating Facility | Electric Utility | VA | 2 | 2 | 2 | Petroleum Liquids | DFO | IC | 11 | 2002 |  |  | (SB) Standby/Backup: available for service but not normally used | Southampton
40229 | Old Dominion Electric Coop | Nottoway Diesel Generating Facility | Electric Utility | VA | 2 | 2 | 2 | Petroleum Liquids | DFO | IC | 11 | 2002 |  |  | (SB) Standby/Backup: available for service but not normally used | Southampton
17465 | WestRock-West Point Mill | WestRock-West Point Mill | Industrial CHP | VA | 5 | 5 | 5 | Wood/Wood Waste Biomass | BLQ | ST | 1 | 1954 |  |  | (SB) Standby/Backup: available for service but not normally used | King William
19876 | Virginia Electric & Power Co | Elizabeth River Power Station | Electric Utility | VA | 129.6 | 116 | 121 | Natural Gas Fired Combustion Turbine | NG | GT | 6 | 1992 |  |  | (SB) Standby/Backup: available for service but not normally used | Chesapeake City
19876 | Virginia Electric & Power Co | Elizabeth River Power Station | Electric Utility | VA | 129.6 | 116 | 120 | Natural Gas Fired Combustion Turbine | NG | GT | 6 | 1992 |  |  | (SB) Standby/Backup: available for service but not normally used | Chesapeake City
19876 | Virginia Electric & Power Co | Elizabeth River Power Station | Electric Utility | VA | 129.6 | 116 | 124 | Natural Gas Fired Combustion Turbine | NG | GT | 6 | 1992 |  |  | (SB) Standby/Backup: available for service but not normally used | Chesapeake City
12320 | Merck & Co Inc | Elkton | Industrial CHP | VA | 0.9 | 0.8 | 0.8 | Petroleum Liquids | DFO | IC | 6 | 1982 |  |  | (SB) Standby/Backup: available for service but not normally used | Rockingham
4194 | Commonwealth Chesapeake Co LLC | Commonwealth Chesapeake | IPP Non-CHP | VA | 57.5 | 46.6 | 48.5 | Petroleum Liquids | DFO | GT | 8 | 2000 |  |  | (SB) Standby/Backup: available for service but not normally used | Accomack
4194 | Commonwealth Chesapeake Co LLC | Commonwealth Chesapeake | IPP Non-CHP | VA | 57.5 | 44.5 | 46.3 | Petroleum Liquids | DFO | GT | 9 | 2000 |  |  | (SB) Standby/Backup: available for service but not normally used | Accomack
4194 | Commonwealth Chesapeake Co LLC | Commonwealth Chesapeake | IPP Non-CHP | VA | 57.5 | 45.5 | 46.6 | Petroleum Liquids | DFO | GT | 9 | 2000 |  |  | (SB) Standby/Backup: available for service but not normally used | Accomack
4194 | Commonwealth Chesapeake Co LLC | Commonwealth Chesapeake | IPP Non-CHP | VA | 57.5 | 46.7 | 48.6 | Petroleum Liquids | DFO | GT | 6 | 2001 |  |  | (SB) Standby/Backup: available for service but not normally used | Accomack
4194 | Commonwealth Chesapeake Co LLC | Commonwealth Chesapeake | IPP Non-CHP | VA | 57.5 | 46.4 | 48.6 | Petroleum Liquids | DFO | GT | 6 | 2001 |  |  | (SB) Standby/Backup: available for service but not normally used | Accomack
4194 | Commonwealth Chesapeake Co LLC | Commonwealth Chesapeake | IPP Non-CHP | VA | 57.5 | 45.3 | 48.5 | Petroleum Liquids | DFO | GT | 6 | 2001 |  |  | (SB) Standby/Backup: available for service but not normally used | Accomack
4194 | Commonwealth Chesapeake Co LLC | Commonwealth Chesapeake | IPP Non-CHP | VA | 57.5 | 46.6 | 48.5 | Petroleum Liquids | DFO | GT | 8 | 2001 |  |  | (SB) Standby/Backup: available for service but not normally used | Accomack
16558 | City of Salem - (VA) | Salem Water Plant | Commercial Non-CHP | VA | 2 | 2 | 2 | Petroleum Liquids | DFO | IC | 8 | 2003 |  |  | (SB) Standby/Backup: available for service but not normally used | Salem City
16558 | City of Salem - (VA) | Salem Street Dept | Commercial Non-CHP | VA | 1.8 | 2 | 2 | Petroleum Liquids | DFO | IC | 7 | 2005 |  |  | (SB) Standby/Backup: available for service but not normally used | Salem City
4619 | Town of Culpeper- (VA) | Electric Avenue Facility | Electric Utility | VA | 1.5 | 1.5 | 1.5 | Petroleum Liquids | DFO | IC | 2 | 1997 |  |  | (SB) Standby/Backup: available for service but not normally used | Culpeper
16558 | City of Salem - (VA) | Salem Electric Department | Electric Utility | VA | 1.3 | 1.3 | 1.3 | Petroleum Liquids | DFO | IC | 12 | 2007 |  |  | (SB) Standby/Backup: available for service but not normally used | Salem City
40229 | Old Dominion Electric Coop | Belle Haven Diesel Generation Facility | Electric Utility | VA | 2 | 2 | 2 | Petroleum Liquids | DFO | IC | 11 | 2002 |  |  | (SB) Standby/Backup: available for service but not normally used | Accomack
40229 | Old Dominion Electric Coop | Belle Haven Diesel Generation Facility | Electric Utility | VA | 2 | 2 | 2 | Petroleum Liquids | DFO | IC | 11 | 2002 |  |  | (SB) Standby/Backup: available for service but not normally used | Accomack
40229 | Old Dominion Electric Coop | Perdue Diesel Generation Facility | Electric Utility | VA | 2 | 2 | 2 | Petroleum Liquids | DFO | IC | 11 | 2002 |  |  | (SB) Standby/Backup: available for service but not normally used | Accomack
40229 | Old Dominion Electric Coop | Perdue Diesel Generation Facility | Electric Utility | VA | 2 | 2 | 2 | Petroleum Liquids | DFO | IC | 11 | 2002 |  |  | (SB) Standby/Backup: available for service but not normally used | Accomack
40229 | Old Dominion Electric Coop | Onancock Diesel Generation Facility | Electric Utility | VA | 2 | 2 | 2 | Petroleum Liquids | DFO | IC | 11 | 2002 |  |  | (SB) Standby/Backup: available for service but not normally used | Accomack
40229 | Old Dominion Electric Coop | Onancock Diesel Generation Facility | Electric Utility | VA | 2 | 2 | 2 | Petroleum Liquids | DFO | IC | 11 | 2002 |  |  | (SB) Standby/Backup: available for service but not normally used | Accomack

## VTonly
Entity ID | Entity Name | Plant Name | Sector | Plant State | Nameplate Capacity (MW) | Net Summer Capacity (MW) | Net Winter Capacity (MW) | Technology | Energy Source Code | Prime Mover Code | Operating Month | Operating Year | Planned Retirement Month | Planned Retirement Year | Status | County
7601 | Green Mountain Power Corp | West Danville 15 | Electric Utility | VT | 1 | 1 | 1 | Conventional Hydroelectric | WAT | HY | 1 | 1917 |  |  | (OA) Out of service but expected to return to service in next calendar year | Caledonia
7601 | Green Mountain Power Corp | Gorge 18 | Electric Utility | VT | 3 | 3 | 3 | Conventional Hydroelectric | WAT | HY | 1 | 1928 |  |  | (OA) Out of service but expected to return to service in next calendar year | Chittenden
57123 | Middlebury College Biomass | Middlebury College | Commercial CHP | VT | 0.6 | 0.4 | 0.6 | Wood/Wood Waste Biomass | WDS | ST | 1 | 1985 |  |  | (OA) Out of service but expected to return to service in next calendar year | Addison
2548 | City of Burlington Electric - (VT) | J C McNeil | Electric Utility | VT | 59.5 | 52 | 54 | Wood/Wood Waste Biomass | WDS | ST | 6 | 1984 |  |  | (OP) Operating | Chittenden
12989 | Village of Morrisville - (VT) | W K Sanders | Electric Utility | VT | 0.9 | 0.7 | 0.9 | Conventional Hydroelectric | WAT | HY | 7 | 1983 |  |  | (OP) Operating | Lamoille
12989 | Village of Morrisville - (VT) | W K Sanders | Electric Utility | VT | 0.9 | 0.7 | 0.9 | Conventional Hydroelectric | WAT | HY | 7 | 1983 |  |  | (OP) Operating | Lamoille
7601 | Green Mountain Power Corp | East Barnet | Electric Utility | VT | 2.2 | 1.9 | 1.9 | Conventional Hydroelectric | WAT | HY | 9 | 1984 |  |  | (OP) Operating | Caledonia
61122 | Great River Hydro, LLC | Vernon Dam | IPP Non-CHP | VT | 2 | 2.4 | 2.4 | Conventional Hydroelectric | WAT | HY | 8 | 1909 |  |  | (OP) Operating | Windham
61122 | Great River Hydro, LLC | Vernon Dam | IPP Non-CHP | VT | 4.2 | 4 | 4 | Conventional Hydroelectric | WAT | HY | 1 | 1921 |  |  | (OP) Operating | Windham
61122 | Great River Hydro, LLC | Vernon Dam | IPP Non-CHP | VT | 2 | 2.4 | 2.4 | Conventional Hydroelectric | WAT | HY | 8 | 1909 |  |  | (OP) Operating | Windham
61122 | Great River Hydro, LLC | Vernon Dam | IPP Non-CHP | VT | 2 | 2.4 | 2.4 | Conventional Hydroelectric | WAT | HY | 8 | 1909 |  |  | (OP) Operating | Windham
61122 | Great River Hydro, LLC | Vernon Dam | IPP Non-CHP | VT | 2.5 | 2.4 | 2.4 | Conventional Hydroelectric | WAT | HY | 8 | 1909 |  |  | (OP) Operating | Windham
61122 | Great River Hydro, LLC | Vernon Dam | IPP Non-CHP | VT | 4.5 | 3.6 | 3.6 | Conventional Hydroelectric | WAT | HY | 4 | 2008 |  |  | (OP) Operating | Windham
61122 | Great River Hydro, LLC | Vernon Dam | IPP Non-CHP | VT | 5 | 4.5 | 4.5 | Conventional Hydroelectric | WAT | HY | 3 | 2008 |  |  | (OP) Operating | Windham
61122 | Great River Hydro, LLC | Vernon Dam | IPP Non-CHP | VT | 5 | 4.5 | 4.5 | Conventional Hydroelectric | WAT | HY | 3 | 2008 |  |  | (OP) Operating | Windham
61122 | Great River Hydro, LLC | Vernon Dam | IPP Non-CHP | VT | 4.5 | 3.6 | 3.6 | Conventional Hydroelectric | WAT | HY | 3 | 2008 |  |  | (OP) Operating | Windham
61122 | Great River Hydro, LLC | Vernon Dam | IPP Non-CHP | VT | 4.2 | 4 | 4 | Conventional Hydroelectric | WAT | HY | 1 | 1921 |  |  | (OP) Operating | Windham
61122 | Great River Hydro, LLC | Wilder | IPP Non-CHP | VT | 16.2 | 18.1 | 19 | Conventional Hydroelectric | WAT | HY | 11 | 1950 |  |  | (OP) Operating | Windsor
61122 | Great River Hydro, LLC | Wilder | IPP Non-CHP | VT | 16.2 | 18.1 | 19 | Conventional Hydroelectric | WAT | HY | 11 | 1950 |  |  | (OP) Operating | Windsor
61122 | Great River Hydro, LLC | Wilder | IPP Non-CHP | VT | 3.2 | 2.8 | 2.8 | Conventional Hydroelectric | WAT | HY | 10 | 1987 |  |  | (OP) Operating | Windsor
7601 | Green Mountain Power Corp | Ascutney | Electric Utility | VT | 13.2 | 9 | 13.4 | Petroleum Liquids | DFO | GT | 8 | 1961 |  |  | (OP) Operating | Windsor
7601 | Green Mountain Power Corp | Smith (VT) | Electric Utility | VT | 1 | 0.7 | 0.9 | Conventional Hydroelectric | WAT | HY | 12 | 1982 |  |  | (OP) Operating | Orange
7601 | Green Mountain Power Corp | Smith (VT) | Electric Utility | VT | 0.5 | 0.2 | 0.4 | Conventional Hydroelectric | WAT | HY | 12 | 1982 |  |  | (OP) Operating | Orange
7601 | Green Mountain Power Corp | Cavendish | Electric Utility | VT | 0.6 | 0.4 | 0.5 | Conventional Hydroelectric | WAT | HY | 2 | 1907 |  |  | (OP) Operating | Windsor
7601 | Green Mountain Power Corp | Cavendish | Electric Utility | VT | 0.6 | 0.4 | 0.5 | Conventional Hydroelectric | WAT | HY | 2 | 1907 |  |  | (OP) Operating | Windsor
7601 | Green Mountain Power Corp | Cavendish | Electric Utility | VT | 0.5 | 0.3 | 0.4 | Conventional Hydroelectric | WAT | HY | 2 | 1907 |  |  | (OP) Operating | Windsor
7601 | Green Mountain Power Corp | Clark Falls | Electric Utility | VT | 3 | 3 | 3 | Conventional Hydroelectric | WAT | HY | 2 | 1937 |  |  | (OP) Operating | Chittenden
7601 | Green Mountain Power Corp | Fairfax Falls | Electric Utility | VT | 1.4 | 1.4 | 1.4 | Conventional Hydroelectric | WAT | HY | 2 | 1919 |  |  | (OP) Operating | Franklin
7601 | Green Mountain Power Corp | Fairfax Falls | Electric Utility | VT | 2.1 | 2 | 2 | Conventional Hydroelectric | WAT | HY | 2 | 1919 |  |  | (OP) Operating | Franklin
7601 | Green Mountain Power Corp | Glen | Electric Utility | VT | 1 | 1 | 1 | Conventional Hydroelectric | WAT | HY | 8 | 1920 |  |  | (OP) Operating | Rutland
7601 | Green Mountain Power Corp | Glen | Electric Utility | VT | 1 | 1 | 1 | Conventional Hydroelectric | WAT | HY | 8 | 1920 |  |  | (OP) Operating | Rutland
7601 | Green Mountain Power Corp | Lower Middlebury | Electric Utility | VT | 0.8 | 0.6 | 0.6 | Conventional Hydroelectric | WAT | HY | 8 | 1917 |  |  | (OP) Operating | Addison
7601 | Green Mountain Power Corp | Lower Middlebury | Electric Utility | VT | 0.8 | 0.6 | 0.6 | Conventional Hydroelectric | WAT | HY | 8 | 1917 |  |  | (OP) Operating | Addison
7601 | Green Mountain Power Corp | Lower Middlebury | Electric Utility | VT | 0.8 | 0.8 | 0.8 | Conventional Hydroelectric | WAT | HY | 8 | 1917 |  |  | (OP) Operating | Addison
7601 | Green Mountain Power Corp | Milton | Electric Utility | VT | 3.7 | 3.5 | 3.5 | Conventional Hydroelectric | WAT | HY | 2 | 1929 |  |  | (OP) Operating | Chittenden
7601 | Green Mountain Power Corp | Milton | Electric Utility | VT | 3.7 | 3.5 | 3.5 | Conventional Hydroelectric | WAT | HY | 8 | 1929 |  |  | (OP) Operating | Chittenden
7601 | Green Mountain Power Corp | Peterson | Electric Utility | VT | 6.3 | 5.8 | 6.3 | Conventional Hydroelectric | WAT | HY | 2 | 1948 |  |  | (OP) Operating | Chittenden
7601 | Green Mountain Power Corp | Pittsford | Electric Utility | VT | 1.3 | 1.3 | 1.4 | Conventional Hydroelectric | WAT | HY | 2 | 1914 |  |  | (OP) Operating | Rutland
7601 | Green Mountain Power Corp | Pittsford | Electric Utility | VT | 1.3 | 1.3 | 1.4 | Conventional Hydroelectric | WAT | HY | 2 | 1914 |  |  | (OP) Operating | Rutland
7601 | Green Mountain Power Corp | Pittsford | Electric Utility | VT | 1 | 0.6 | 0.6 | Conventional Hydroelectric | WAT | HY | 2 | 1914 |  |  | (OP) Operating | Rutland
7601 | Green Mountain Power Corp | Rutland | Electric Utility | VT | 13.2 | 8.4 | 12.8 | Petroleum Liquids | DFO | GT | 12 | 1962 |  |  | (OP) Operating | Rutland
7601 | Green Mountain Power Corp | Salisbury | Electric Utility | VT | 1.3 | 1.2 | 1.2 | Conventional Hydroelectric | WAT | HY | 2 | 1917 |  |  | (OP) Operating | Addison
7601 | Green Mountain Power Corp | Silver Lake (VT) | Electric Utility | VT | 2.2 | 2.2 | 2.2 | Conventional Hydroelectric | WAT | HY | 2 | 1917 |  |  | (OP) Operating | Addison
7601 | Green Mountain Power Corp | Weybridge | Electric Utility | VT | 3 | 3.4 | 3.4 | Conventional Hydroelectric | WAT | HY | 2 | 1951 |  |  | (OP) Operating | Addison
49852 | Great Bay Hydro Corp | Newport | IPP Non-CHP | VT | 1.7 | 1.7 | 1.7 | Conventional Hydroelectric | WAT | HY | 1 | 1940 |  |  | (OP) Operating | Orleans
49852 | Great Bay Hydro Corp | Newport | IPP Non-CHP | VT | 1.7 | 1.7 | 1.7 | Conventional Hydroelectric | WAT | HY | 1 | 1944 |  |  | (OP) Operating | Orleans
49852 | Great Bay Hydro Corp | Newport | IPP Non-CHP | VT | 0.6 | 0.6 | 0.6 | Conventional Hydroelectric | WAT | HY | 1 | 1936 |  |  | (OP) Operating | Orleans
7601 | Green Mountain Power Corp | Berlin 5 | Electric Utility | VT | 41.8 | 35 | 45.7 | Petroleum Liquids | KER | GT | 6 | 1972 |  |  | (OP) Operating | Washington
7601 | Green Mountain Power Corp | Colchester 16 | Electric Utility | VT | 18 | 8.7 | 13.9 | Petroleum Liquids | DFO | GT | 10 | 1965 |  |  | (OP) Operating | Chittenden
7601 | Green Mountain Power Corp | Essex Junction 19 | Electric Utility | VT | 1.8 | 1.8 | 1.8 | Conventional Hydroelectric | WAT | HY | 1 | 1917 |  |  | (OP) Operating | Chittenden
7601 | Green Mountain Power Corp | Essex Junction 19 | Electric Utility | VT | 1.8 | 1.8 | 1.8 | Conventional Hydroelectric | WAT | HY | 1 | 1917 |  |  | (OP) Operating | Chittenden
7601 | Green Mountain Power Corp | Essex Junction 19 | Electric Utility | VT | 1.8 | 1.8 | 1.8 | Conventional Hydroelectric | WAT | HY | 1 | 1917 |  |  | (OP) Operating | Chittenden
7601 | Green Mountain Power Corp | Essex Junction 19 | Electric Utility | VT | 1.8 | 1.8 | 1.8 | Conventional Hydroelectric | WAT | HY | 1 | 1917 |  |  | (OP) Operating | Chittenden
7601 | Green Mountain Power Corp | Essex Junction 19 | Electric Utility | VT | 0.8 | 0.8 | 0.8 | Conventional Hydroelectric | WAT | HY | 3 | 2008 |  |  | (OP) Operating | Chittenden
7601 | Green Mountain Power Corp | Essex Junction 19 | Electric Utility | VT | 2 | 1.8 | 1.8 | Petroleum Liquids | DFO | IC | 10 | 2007 |  |  | (OP) Operating | Chittenden
7601 | Green Mountain Power Corp | Essex Junction 19 | Electric Utility | VT | 2 | 1.8 | 1.8 | Petroleum Liquids | DFO | IC | 10 | 2007 |  |  | (OP) Operating | Chittenden
7601 | Green Mountain Power Corp | Essex Junction 19 | Electric Utility | VT | 2 | 1.8 | 1.8 | Petroleum Liquids | DFO | IC | 10 | 2007 |  |  | (OP) Operating | Chittenden
7601 | Green Mountain Power Corp | Essex Junction 19 | Electric Utility | VT | 2 | 1.8 | 1.8 | Petroleum Liquids | DFO | IC | 10 | 2007 |  |  | (OP) Operating | Chittenden
7601 | Green Mountain Power Corp | Marshfield 6 | Electric Utility | VT | 5 | 5 | 5 | Conventional Hydroelectric | WAT | HY | 1 | 1927 |  |  | (OP) Operating | Washington
7601 | Green Mountain Power Corp | Middlesex 2 | Electric Utility | VT | 1.6 | 1.6 | 1.6 | Conventional Hydroelectric | WAT | HY | 1 | 1928 |  |  | (OP) Operating | Washington
7601 | Green Mountain Power Corp | Middlesex 2 | Electric Utility | VT | 1.6 | 1.6 | 1.6 | Conventional Hydroelectric | WAT | HY | 1 | 1928 |  |  | (OP) Operating | Washington
61122 | Great River Hydro, LLC | Bellows Falls | IPP Non-CHP | VT | 13.6 | 15.7 | 15.7 | Conventional Hydroelectric | WAT | HY | 3 | 1928 |  |  | (OP) Operating | Windham
61122 | Great River Hydro, LLC | Bellows Falls | IPP Non-CHP | VT | 13.6 | 15.7 | 15.7 | Conventional Hydroelectric | WAT | HY | 3 | 1928 |  |  | (OP) Operating | Windham
61122 | Great River Hydro, LLC | Bellows Falls | IPP Non-CHP | VT | 13.6 | 15.7 | 15.7 | Conventional Hydroelectric | WAT | HY | 4 | 1928 |  |  | (OP) Operating | Windham
61122 | Great River Hydro, LLC | Harriman | IPP Non-CHP | VT | 11.2 | 13.6 | 12.8 | Conventional Hydroelectric | WAT | HY | 5 | 1924 |  |  | (OP) Operating | Windham
61122 | Great River Hydro, LLC | Harriman | IPP Non-CHP | VT | 11.2 | 13.6 | 12.8 | Conventional Hydroelectric | WAT | HY | 6 | 1924 |  |  | (OP) Operating | Windham
61122 | Great River Hydro, LLC | Harriman | IPP Non-CHP | VT | 11.2 | 13.6 | 12.8 | Conventional Hydroelectric | WAT | HY | 11 | 1924 |  |  | (OP) Operating | Windham
15472 | Public Service Co of NH | Canaan | Electric Utility | VT | 1.1 | 1.1 | 1.1 | Conventional Hydroelectric | WAT | HY | 8 | 1927 |  |  | (OP) Operating | Essex
1299 | Barton Village, Inc | West Charleston | Electric Utility | VT | 0.7 | 0.7 | 0.7 | Conventional Hydroelectric | WAT | HY | 7 | 1931 |  |  | (OP) Operating | Orleans
1299 | Barton Village, Inc | West Charleston | Electric Utility | VT | 0.7 | 0.6 | 0.6 | Conventional Hydroelectric | WAT | HY | 10 | 1948 |  |  | (OP) Operating | Orleans
2548 | City of Burlington Electric - (VT) | Burlington GT | Electric Utility | VT | 25.5 | 19.7 | 23.4 | Petroleum Liquids | DFO | GT | 9 | 1971 |  |  | (OP) Operating | Chittenden
11359 | Village of Lyndonville - (VT) | Great Falls (VT) | Electric Utility | VT | 0.3 | 0.3 | 0.3 | Conventional Hydroelectric | WAT | HY | 8 | 1915 |  |  | (OP) Operating | Caledonia
11359 | Village of Lyndonville - (VT) | Great Falls (VT) | Electric Utility | VT | 0.3 | 0.3 | 0.3 | Conventional Hydroelectric | WAT | HY | 8 | 1915 |  |  | (OP) Operating | Caledonia
11359 | Village of Lyndonville - (VT) | Great Falls (VT) | Electric Utility | VT | 1.3 | 1.3 | 1.3 | Conventional Hydroelectric | WAT | HY | 2 | 1979 |  |  | (OP) Operating | Caledonia
12989 | Village of Morrisville - (VT) | Morrisville | Electric Utility | VT | 0.6 | 0.5 | 0.6 | Conventional Hydroelectric | WAT | HY | 8 | 1924 |  |  | (OP) Operating | Lamoille
12989 | Village of Morrisville - (VT) | Morrisville | Electric Utility | VT | 1.2 | 1 | 1.2 | Conventional Hydroelectric | WAT | HY | 8 | 1924 |  |  | (OP) Operating | Lamoille
12989 | Village of Morrisville - (VT) | Cadys Falls | Electric Utility | VT | 0.8 | 0.5 | 0.5 | Conventional Hydroelectric | WAT | HY | 8 | 1914 |  |  | (OP) Operating | Lamoille
12989 | Village of Morrisville - (VT) | Cadys Falls | Electric Utility | VT | 0.8 | 0.6 | 0.6 | Conventional Hydroelectric | WAT | HY | 8 | 1947 |  |  | (OP) Operating | Lamoille
7601 | Green Mountain Power Corp | Proctor | Electric Utility | VT | 1.6 | 1.6 | 1.6 | Conventional Hydroelectric | WAT | HY | 8 | 1927 |  |  | (OP) Operating | Rutland
7601 | Green Mountain Power Corp | Proctor | Electric Utility | VT | 0.8 | 0.7 | 0.7 | Conventional Hydroelectric | WAT | HY | 8 | 1905 |  |  | (OP) Operating | Rutland
7601 | Green Mountain Power Corp | Proctor | Electric Utility | VT | 0.8 | 0.7 | 0.7 | Conventional Hydroelectric | WAT | HY | 8 | 1905 |  |  | (OP) Operating | Rutland
7601 | Green Mountain Power Corp | Proctor | Electric Utility | VT | 0.8 | 0.7 | 0.7 | Conventional Hydroelectric | WAT | HY | 8 | 1905 |  |  | (OP) Operating | Rutland
7601 | Green Mountain Power Corp | Proctor | Electric Utility | VT | 2.9 | 2.8 | 2.9 | Conventional Hydroelectric | WAT | HY | 10 | 1984 |  |  | (OP) Operating | Rutland
7601 | Green Mountain Power Corp | Beldens | Electric Utility | VT | 0.8 | 0.6 | 0.8 | Conventional Hydroelectric | WAT | HY | 8 | 1913 |  |  | (OP) Operating | Addison
7601 | Green Mountain Power Corp | Beldens | Electric Utility | VT | 0.8 | 0.6 | 0.8 | Conventional Hydroelectric | WAT | HY | 8 | 1913 |  |  | (OP) Operating | Addison
7601 | Green Mountain Power Corp | Beldens | Electric Utility | VT | 4.1 | 3.2 | 4.1 | Conventional Hydroelectric | WAT | HY | 12 | 1988 |  |  | (OP) Operating | Addison
61122 | Great River Hydro, LLC | Mcindoes | IPP Non-CHP | VT | 2.6 | 2.3 | 2.4 | Conventional Hydroelectric | WAT | HY | 1 | 1931 |  |  | (OP) Operating | Caledonia
61122 | Great River Hydro, LLC | Mcindoes | IPP Non-CHP | VT | 2.6 | 2.3 | 2.4 | Conventional Hydroelectric | WAT | HY | 1 | 1931 |  |  | (OP) Operating | Caledonia
61122 | Great River Hydro, LLC | Mcindoes | IPP Non-CHP | VT | 2.6 | 2.8 | 3 | Conventional Hydroelectric | WAT | HY | 1 | 1931 |  |  | (OP) Operating | Caledonia
61122 | Great River Hydro, LLC | Mcindoes | IPP Non-CHP | VT | 2.6 | 2.8 | 3 | Conventional Hydroelectric | WAT | HY | 1 | 1931 |  |  | (OP) Operating | Caledonia
7601 | Green Mountain Power Corp | Vergennes 9 | Electric Utility | VT | 0.7 | 0.7 | 0.7 | Conventional Hydroelectric | WAT | HY | 1 | 1912 |  |  | (OP) Operating | Addison
7601 | Green Mountain Power Corp | Vergennes 9 | Electric Utility | VT | 0.7 | 0.7 | 0.7 | Conventional Hydroelectric | WAT | HY | 1 | 1912 |  |  | (OP) Operating | Addison
7601 | Green Mountain Power Corp | Vergennes 9 | Electric Utility | VT | 1 | 1 | 1 | Conventional Hydroelectric | WAT | HY | 1 | 1943 |  |  | (OP) Operating | Addison
7601 | Green Mountain Power Corp | Vergennes 9 | Electric Utility | VT | 2 | 2 | 2 | Petroleum Liquids | DFO | IC | 11 | 1963 |  |  | (OP) Operating | Addison
7601 | Green Mountain Power Corp | Vergennes 9 | Electric Utility | VT | 2 | 2 | 2 | Petroleum Liquids | DFO | IC | 11 | 1964 |  |  | (OP) Operating | Addison
7601 | Green Mountain Power Corp | Waterbury 22 | Electric Utility | VT | 5.5 | 5 | 5 | Conventional Hydroelectric | WAT | HY | 6 | 1953 |  |  | (OP) Operating | Washington
61122 | Great River Hydro, LLC | Searsburg | IPP Non-CHP | VT | 4 | 4.5 | 4.6 | Conventional Hydroelectric | WAT | HY | 3 | 1922 |  |  | (OP) Operating | Bennington
18371 | Village of Swanton - (VT) | Highgate Falls | Electric Utility | VT | 1.1 | 1 | 1 | Conventional Hydroelectric | WAT | HY | 8 | 1930 |  |  | (OP) Operating | Franklin
18371 | Village of Swanton - (VT) | Highgate Falls | Electric Utility | VT | 1 | 1 | 1 | Conventional Hydroelectric | WAT | HY | 8 | 1923 |  |  | (OP) Operating | Franklin
18371 | Village of Swanton - (VT) | Highgate Falls | Electric Utility | VT | 3.2 | 2.9 | 2.9 | Conventional Hydroelectric | WAT | HY | 8 | 1954 |  |  | (OP) Operating | Franklin
18371 | Village of Swanton - (VT) | Highgate Falls | Electric Utility | VT | 5.8 | 4.8 | 4.8 | Conventional Hydroelectric | WAT | HY | 5 | 1990 |  |  | (OP) Operating | Franklin
20151 | Washington Electric Coop - (VT) | Wrightsville Hydro Plant | Electric Utility | VT | 0.1 | 0.1 | 0.1 | Conventional Hydroelectric | WAT | HY | 9 | 1985 |  |  | (OP) Operating | Washington
20151 | Washington Electric Coop - (VT) | Wrightsville Hydro Plant | Electric Utility | VT | 0.3 | 0.2 | 0.2 | Conventional Hydroelectric | WAT | HY | 9 | 1985 |  |  | (OP) Operating | Washington
20151 | Washington Electric Coop - (VT) | Wrightsville Hydro Plant | Electric Utility | VT | 0.6 | 0.4 | 0.4 | Conventional Hydroelectric | WAT | HY | 9 | 1985 |  |  | (OP) Operating | Washington
7601 | Green Mountain Power Corp | Bolton Falls | Electric Utility | VT | 4.4 | 3.9 | 3.9 | Conventional Hydroelectric | WAT | HY | 11 | 1986 |  |  | (OP) Operating | Washington
7601 | Green Mountain Power Corp | Bolton Falls | Electric Utility | VT | 4.4 | 3.9 | 3.9 | Conventional Hydroelectric | WAT | HY | 11 | 1986 |  |  | (OP) Operating | Washington
7601 | Green Mountain Power Corp | Searsburg Wind Turbine | Electric Utility | VT | 6 | 5.2 | 5 | Onshore Wind Turbine | WND | WT | 6 | 1997 |  |  | (OP) Operating | Bennington
9093 | Hydro Energies Inc | Deweys Mill | IPP Non-CHP | VT | 2.5 | 2.4 | 2.3 | Conventional Hydroelectric | WAT | HY | 6 | 1989 |  |  | (OP) Operating | Windsor
9093 | Hydro Energies Inc | Deweys Mill | IPP Non-CHP | VT | 0.5 | 0.5 | 0.5 | Conventional Hydroelectric | WAT | HY | 6 | 1989 |  |  | (OP) Operating | Windsor
34612 | Sheldon Vermont Hydro Co., Inc. | Sheldon Springs Hydroelectric | IPP Non-CHP | VT | 1.8 | 1.7 | 1.7 | Conventional Hydroelectric | WAT | HY | 7 | 1988 |  |  | (OP) Operating | Franklin
34612 | Sheldon Vermont Hydro Co., Inc. | Sheldon Springs Hydroelectric | IPP Non-CHP | VT | 1.8 | 1.7 | 1.7 | Conventional Hydroelectric | WAT | HY | 7 | 1988 |  |  | (OP) Operating | Franklin
34612 | Sheldon Vermont Hydro Co., Inc. | Sheldon Springs Hydroelectric | IPP Non-CHP | VT | 0.2 | 0.2 | 0.2 | Conventional Hydroelectric | WAT | HY | 7 | 1988 |  |  | (OP) Operating | Franklin
34612 | Sheldon Vermont Hydro Co., Inc. | Sheldon Springs Hydroelectric | IPP Non-CHP | VT | 10.2 | 9.7 | 9.4 | Conventional Hydroelectric | WAT | HY | 7 | 1988 |  |  | (OP) Operating | Franklin
34612 | Sheldon Vermont Hydro Co., Inc. | Sheldon Springs Hydroelectric | IPP Non-CHP | VT | 10.2 | 9.7 | 9.4 | Conventional Hydroelectric | WAT | HY | 7 | 1988 |  |  | (OP) Operating | Franklin
34612 | Sheldon Vermont Hydro Co., Inc. | Sheldon Springs Hydroelectric | IPP Non-CHP | VT | 1 | 1 | 0.9 | Conventional Hydroelectric | WAT | HY | 7 | 1988 |  |  | (OP) Operating | Franklin
56467 | Ampersand Gilman Hydro LP | Gilman Mill | IPP Non-CHP | VT | 2.2 | 2.1 | 2.1 | Conventional Hydroelectric | WAT | HY | 3 | 1986 |  |  | (OP) Operating | Essex
56467 | Ampersand Gilman Hydro LP | Gilman Mill | IPP Non-CHP | VT | 1 | 0.9 | 0.9 | Conventional Hydroelectric | WAT | HY | 1 | 1966 |  |  | (OP) Operating | Essex
56467 | Ampersand Gilman Hydro LP | Gilman Mill | IPP Non-CHP | VT | 0.8 | 0.7 | 0.7 | Conventional Hydroelectric | WAT | HY | 1 | 1941 |  |  | (OP) Operating | Essex
56467 | Ampersand Gilman Hydro LP | Gilman Mill | IPP Non-CHP | VT | 0.8 | 0.6 | 0.6 | Conventional Hydroelectric | WAT | HY | 1 | 1941 |  |  | (OP) Operating | Essex
38001 | Ottauquechee Hydro Company, Inc. | Ottauquechee Hydro | IPP Non-CHP | VT | 1.2 | 1.1 | 1.1 | Conventional Hydroelectric | WAT | HY | 7 | 1987 |  |  | (OP) Operating | Windsor
38001 | Ottauquechee Hydro Company, Inc. | Ottauquechee Hydro | IPP Non-CHP | VT | 0.6 | 0.6 | 0.6 | Conventional Hydroelectric | WAT | HY | 4 | 1983 |  |  | (OP) Operating | Windsor
1966 | Boltonville Hydro Associates | Boltonville Hydro Associates | IPP Non-CHP | VT | 0.5 | 0.5 | 0.5 | Conventional Hydroelectric | WAT | HY | 7 | 1984 |  |  | (OP) Operating | Orange
1966 | Boltonville Hydro Associates | Boltonville Hydro Associates | IPP Non-CHP | VT | 0.3 | 0.3 | 0.3 | Conventional Hydroelectric | WAT | HY | 7 | 1984 |  |  | (OP) Operating | Orange
1966 | Boltonville Hydro Associates | Boltonville Hydro Associates | IPP Non-CHP | VT | 0.3 | 0.3 | 0.3 | Conventional Hydroelectric | WAT | HY | 12 | 1989 |  |  | (OP) Operating | Orange
7601 | Green Mountain Power Corp | Huntington Falls | Electric Utility | VT | 0.8 | 0.8 | 0.7 | Conventional Hydroelectric | WAT | HY | 10 | 1988 |  |  | (OP) Operating | Addison
7601 | Green Mountain Power Corp | Huntington Falls | Electric Utility | VT | 0.8 | 0.8 | 0.7 | Conventional Hydroelectric | WAT | HY | 10 | 1988 |  |  | (OP) Operating | Addison
7601 | Green Mountain Power Corp | Huntington Falls | Electric Utility | VT | 4.1 | 3.9 | 3.8 | Conventional Hydroelectric | WAT | HY | 10 | 1988 |  |  | (OP) Operating | Addison
54824 | ENGIE | Ryegate Power Station | IPP Non-CHP | VT | 21.5 | 20 | 20 | Wood/Wood Waste Biomass | WDS | ST | 9 | 1992 |  |  | (OP) Operating | Caledonia
2548 | City of Burlington Electric - (VT) | Chace Mill Winooski One | Electric Utility | VT | 2.5 | 2.5 | 2.5 | Conventional Hydroelectric | WAT | HY | 4 | 1993 |  |  | (OP) Operating | Chittenden
2548 | City of Burlington Electric - (VT) | Chace Mill Winooski One | Electric Utility | VT | 2.5 | 2.5 | 2.5 | Conventional Hydroelectric | WAT | HY | 4 | 1993 |  |  | (OP) Operating | Chittenden
2548 | City of Burlington Electric - (VT) | Chace Mill Winooski One | Electric Utility | VT | 2.5 | 2.5 | 2.5 | Conventional Hydroelectric | WAT | HY | 4 | 1993 |  |  | (OP) Operating | Chittenden
57249 | EPP Renewable Energy | Moretown | IPP Non-CHP | VT | 1.6 | 1.6 | 1.6 | Landfill Gas | LFG | IC | 12 | 2008 |  |  | (OP) Operating | Washington
59155 | First Wind O&M, LLC | Sheffield Wind | IPP Non-CHP | VT | 40 | 40 | 40 | Onshore Wind Turbine | WND | WT | 10 | 2011 |  |  | (OP) Operating | Caledonia
56795 | Chittenden County Solar Partners LLC | Chittenden County Solar Partners | IPP Non-CHP | VT | 2.2 | 2.2 | 2.2 | Solar Photovoltaic | SUN | PV | 5 | 2011 |  |  | (OP) Operating | Chittenden
57123 | Middlebury College Biomass | Middlebury College | Commercial CHP | VT | 0.8 | 0.3 | 0.8 | Wood/Wood Waste Biomass | WDS | ST | 1 | 1999 |  |  | (OP) Operating | Addison
7601 | Green Mountain Power Corp | Kingdom Community Wind | Electric Utility | VT | 65 | 65 | 65 | Onshore Wind Turbine | WND | WT | 11 | 2012 |  |  | (OP) Operating | Orleans
57354 | X-Elio North America Inc | SVEP Solar Project Company | IPP Non-CHP | VT | 2 | 2 | 2 | Solar Photovoltaic | SUN | PV | 12 | 2012 |  |  | (OP) Operating | Bennington
57354 | X-Elio North America Inc | Williamstown Solar | IPP Non-CHP | VT | 2 | 2 | 2 | Solar Photovoltaic | SUN | PV | 12 | 2012 |  |  | (OP) Operating | Orange
58212 | Georgia Mountain Community Wind, LLC | Georgia Mountain Community Wind Farm | IPP Non-CHP | VT | 10 | 10 | 10 | Onshore Wind Turbine | WND | WT | 12 | 2012 |  |  | (OP) Operating | Chittenden
58511 | SunGen Sharon 1 LLC | SunGen Sharon 1 LLC | IPP Non-CHP | VT | 1.8 | 1.8 | 1.8 | Solar Photovoltaic | SUN | PV | 8 | 2012 |  |  | (OP) Operating | Windsor
59380 | Enel Green Power NA, Inc. | Sheldon Solar | IPP Non-CHP | VT | 2.3 | 2.3 | 2.3 | Solar Photovoltaic | SUN | PV | 9 | 2013 |  |  | (OP) Operating | Franklin
58800 | Cross Pollination Inc | Open View Solar Farm | IPP Non-CHP | VT | 2 | 1.9 | 1.9 | Solar Photovoltaic | SUN | PV | 9 | 2013 |  |  | (OP) Operating | Addison
58825 | WE 90 Technology Drive LLC | Technology Drive Solar | IPP Non-CHP | VT | 2 | 2 | 2 | Solar Photovoltaic | SUN | PV | 9 | 2014 |  |  | (OP) Operating | Windham
58877 | Blue Heron Hydro LLC | Ball Mountain Hydro | IPP Non-CHP | VT | 0.2 | 0.2 | 0.2 | Conventional Hydroelectric | WAT | HY | 4 | 2016 |  |  | (OP) Operating | Windham
58877 | Blue Heron Hydro LLC | Ball Mountain Hydro | IPP Non-CHP | VT | 0.2 | 0.2 | 0.2 | Conventional Hydroelectric | WAT | HY | 4 | 2016 |  |  | (OP) Operating | Windham
58877 | Blue Heron Hydro LLC | Ball Mountain Hydro | IPP Non-CHP | VT | 0.2 | 0.2 | 0.2 | Conventional Hydroelectric | WAT | HY | 4 | 2016 |  |  | (OP) Operating | Windham
58877 | Blue Heron Hydro LLC | Ball Mountain Hydro | IPP Non-CHP | VT | 0.2 | 0.2 | 0.2 | Conventional Hydroelectric | WAT | HY | 4 | 2016 |  |  | (OP) Operating | Windham
58877 | Blue Heron Hydro LLC | Ball Mountain Hydro | IPP Non-CHP | VT | 0.2 | 0.2 | 0.2 | Conventional Hydroelectric | WAT | HY | 4 | 2016 |  |  | (OP) Operating | Windham
58877 | Blue Heron Hydro LLC | Ball Mountain Hydro | IPP Non-CHP | VT | 0.2 | 0.2 | 0.2 | Conventional Hydroelectric | WAT | HY | 4 | 2016 |  |  | (OP) Operating | Windham
58877 | Blue Heron Hydro LLC | Ball Mountain Hydro | IPP Non-CHP | VT | 0.2 | 0.2 | 0.2 | Conventional Hydroelectric | WAT | HY | 4 | 2016 |  |  | (OP) Operating | Windham
58877 | Blue Heron Hydro LLC | Ball Mountain Hydro | IPP Non-CHP | VT | 0.2 | 0.2 | 0.2 | Conventional Hydroelectric | WAT | HY | 4 | 2016 |  |  | (OP) Operating | Windham
58877 | Blue Heron Hydro LLC | Ball Mountain Hydro | IPP Non-CHP | VT | 0.2 | 0.2 | 0.2 | Conventional Hydroelectric | WAT | HY | 4 | 2016 |  |  | (OP) Operating | Windham
58877 | Blue Heron Hydro LLC | Ball Mountain Hydro | IPP Non-CHP | VT | 0.2 | 0.2 | 0.2 | Conventional Hydroelectric | WAT | HY | 4 | 2016 |  |  | (OP) Operating | Windham
58877 | Blue Heron Hydro LLC | Ball Mountain Hydro | IPP Non-CHP | VT | 0.2 | 0.2 | 0.2 | Conventional Hydroelectric | WAT | HY | 4 | 2016 |  |  | (OP) Operating | Windham
58877 | Blue Heron Hydro LLC | Ball Mountain Hydro | IPP Non-CHP | VT | 0.2 | 0.2 | 0.2 | Conventional Hydroelectric | WAT | HY | 4 | 2016 |  |  | (OP) Operating | Windham
58883 | ERWR Whitcomb Farm Solar LLC | Whitcomb Solar Farm | IPP Non-CHP | VT | 2.2 | 2.2 | 2.2 | Solar Photovoltaic | SUN | PV | 10 | 2014 |  |  | (OP) Operating | Chittenden
59215 | SA Solar Services, LLC | St. Albans SPEED Project | IPP Non-CHP | VT | 2 | 2 | 2 | Solar Photovoltaic | SUN | PV | 12 | 2013 |  |  | (OP) Operating | Franklin
59240 | Clarendon Solar Farm, LLC | Clarendon Solar Farm | IPP Non-CHP | VT | 2 | 2 | 2 | Solar Photovoltaic | SUN | PV | 7 | 2014 |  |  | (OP) Operating | Rutland
59241 | Claire Solar Partners LLC | Claire Solar Farm | IPP Non-CHP | VT | 2.2 | 2.2 | 1.3 | Solar Photovoltaic | SUN | PV | 7 | 2014 |  |  | (OP) Operating | Chittenden
59488 | Charlotte Solar LLC | Charlotte Solar LLC VT | IPP Non-CHP | VT | 2 | 2 | 2 | Solar Photovoltaic | SUN | PV | 7 | 2014 |  |  | (OP) Operating | Chittenden
59508 | Barton Solar, LLC | Barton Solar Farm | IPP Non-CHP | VT | 1.9 | 1.9 | 1.6 | Solar Photovoltaic | SUN | PV | 11 | 2014 |  |  | (OP) Operating | Orleans
59522 | Chester Power Partners LLC | Chester Power Partners | IPP Non-CHP | VT | 2.2 | 2.2 | 2.2 | Solar Photovoltaic | SUN | PV | 11 | 2014 |  |  | (OP) Operating | Windsor
58135 | Ecos Energy LLC | Sudbury Solar | IPP Non-CHP | VT | 2 | 2 | 2 | Solar Photovoltaic | SUN | PV | 5 | 2016 |  |  | (OP) Operating | Rutland
60163 | Soltage LLC | Coventry Photovoltaic, LLC | IPP Non-CHP | VT | 2.2 | 2.2 | 2.2 | Solar Photovoltaic | SUN | PV | 8 | 2014 |  |  | (OP) Operating | Orleans
7601 | Green Mountain Power Corp | Stafford Hill Solar | Electric Utility | VT | 2 | 2 | 2 | Batteries | MWH | BA | 9 | 2015 |  |  | (OP) Operating | Rutland
7601 | Green Mountain Power Corp | Stafford Hill Solar | Electric Utility | VT | 2 | 2 | 2 | Solar Photovoltaic | SUN | PV | 3 | 2015 |  |  | (OP) Operating | Rutland
60297 | Limerick Road Solar, LLC | Limerick Road Solar Farm | IPP Non-CHP | VT | 2.2 | 2.2 | 2.2 | Solar Photovoltaic | SUN | PV | 12 | 2013 |  |  | (OP) Operating | Chittenden
60301 | 158th Fighter Wing | 158th Fighter Wing Solar Farm | IPP Non-CHP | VT | 1.3 | 1.3 | 1.3 | Solar Photovoltaic | SUN | PV | 9 | 2011 |  |  | (OP) Operating | Chittenden
7601 | Green Mountain Power Corp | GMP Solar - Richmond | Electric Utility | VT | 1.9 | 1.9 | 1.9 | Solar Photovoltaic | SUN | PV | 10 | 2016 |  |  | (OP) Operating | Chittenden
7601 | Green Mountain Power Corp | GMP Solar - Panton | Electric Utility | VT | 4.9 | 4.9 | 4.9 | Solar Photovoltaic | SUN | PV | 12 | 2016 |  |  | (OP) Operating | Addison
60520 | SoCore Energy LLC | VEC Alburgh Array | IPP Non-CHP | VT | 1 | 1 | 1 | Solar Photovoltaic | SUN | PV | 12 | 2016 |  |  | (OP) Operating | Grand Isle
7601 | Green Mountain Power Corp | GMP Solar - Hartford | Electric Utility | VT | 5 | 5 | 5 | Solar Photovoltaic | SUN | PV | 12 | 2016 |  |  | (OP) Operating | Windsor
7601 | Green Mountain Power Corp | GMP Solar - Williston | Electric Utility | VT | 4.7 | 4.7 | 4.7 | Solar Photovoltaic | SUN | PV | 11 | 2016 |  |  | (OP) Operating | Chittenden
7601 | Green Mountain Power Corp | GMP Solar - Williamstown | Electric Utility | VT | 5 | 5 | 5 | Solar Photovoltaic | SUN | PV | 12 | 2016 |  |  | (OP) Operating | Orange
60571 | AEP Onsite Partners | Cold River Road Solar | IPP Non-CHP | VT | 2.3 | 2.3 | 2.3 | Solar Photovoltaic | SUN | PV | 12 | 2016 |  |  | (OP) Operating | Rutland
60520 | SoCore Energy LLC | VEC Magee Hill Solar | IPP Non-CHP | VT | 1.3 | 1.3 | 1.3 | Solar Photovoltaic | SUN | PV | 11 | 2017 |  |  | (OP) Operating | Chittenden
15399 | Avangrid Renewables LLC | Deerfield Wind LLC | IPP Non-CHP | VT | 30 | 30 | 30 | Onshore Wind Turbine | WND | WT | 12 | 2017 |  |  | (OP) Operating | Bennington
60734 | Elizabeth Mines Solar 1, LLC | Elizabeth Mines Solar 1 | IPP Non-CHP | VT | 5 | 5 | 5 | Solar Photovoltaic | SUN | PV | 11 | 2017 | 9 | 2047 | (OP) Operating | Orange
27316 | Town of Stowe- (VT) | Nebraska Valley Solar Farm | Electric Utility | VT | 1 | 1 | 1 | Solar Photovoltaic | SUN | PV | 8 | 2016 |  |  | (OP) Operating | Lamoille
61060 | Cypress Creek Renewables | Next Generation Solar Farm | IPP Non-CHP | VT | 2.2 | 2.2 | 2.2 | Solar Photovoltaic | SUN | PV | 12 | 2017 |  |  | (OP) Operating | Addison
59453 | NextSun Energy, LLC | Main Street Solar Project | IPP Non-CHP | VT | 1.5 | 1.5 | 1.5 | Solar Photovoltaic | SUN | PV | 12 | 2014 |  |  | (SB) Standby/Backup: available for service but not normally used | Rutland